## Cover
Supply Guide Functional Equivalence
Market Check: Neurosurgical Sponges
Contents
SECTION 1 - Product Listing and Benchmarks
SECTION 2 - Disclaimer
In March 2026, Medline issued a voluntary recall of Medline‑branded neurological sponges due to higher‑than‑expected endotoxin levels, indicating that products on the market may be out of specification for endotoxins. Due to the potential for harm to patients, Medline is requiring that all affected products be destroyed. At the time of this report, Medline has not provided a timeline for market re‑entry of Medline‑branded neurological sponges. To help provider organizations navigate this disruption, this Functional Equivalence report provides a list of Neurosurgical Sponge products marketed for sale in the United States that may be comparable to the Medline Neuro Sponge product line currently under recall. The report is based on information publicly available from manufacturer and third‑party distributor websites. Any field shown as “Not specified” indicates that the information was not available in public sources. Additionally, the affected Medline sponges and key specifications are highlighted for reference. UOM/CV Note: Neurosurgical sponges are commonly distributed in boxes or cases containing multiple pouches, with each pouch typically containing multiple sponges. The Supply Guide databases may reference different units of measure (UOM) and conversion factors (C/F) than those shown on manufacturer labeling. For vendor UOM and C/F details, refer to the “C/F” columns (Columns P, Q, and R). Supply Guide benchmarks are provided for review but should be validated against vendor packaging and conversion details. Users are encouraged to contact vendors directly to confirm product specifications and packaging configurations. Because this research relies on Staritas' databases and external public sources, additional products may exist that were not identified in this search.
Prepared By: Staritas

## Product Listing and Benchmarks
Manufacturer | Model | Manufacturer, 510(k), or IFU Description | Catalog Number | Type | Tapered | Width, in | Length, in | Material Thickness, mm | Radiopaque Marker | Locator Strings (Single, Double, None) | Sterile | Marketed Material | Notes | External Source | C/F (EA per UOM) | C/F (EA per Pouch) | C/F (Pouches per UOM) | UOM | Vendor | Vendor Catalog Number | Manufacturer | Manufacturer Catalog Number | Description | UOM | Conversion Factor | Low | 25th Percentile | Median | 75th Percentile | High | Members Submitting | UMDNS Category | UMDNS Code | National Spend | National Usage
AMD Medicom USA | Ritmed | Ritmed Neurological Sponges (X-Ray Detectable) | 55992C | Patties | No | 0.5 | 0.5 | Not specified | Yes | Single | No | Rayon |  | https://medicom.com/product/neurological-sponges/ | 100 | 10 | 10 | CS
AMD Medicom USA | Ritmed | Ritmed Neurological Sponges (X-Ray Detectable) | 55993C | Patties | No | 0.5 | 1 | Not specified | Yes | Single | No | Rayon |  | https://medicom.com/product/neurological-sponges/ | 100 | 10 | 10 | CS
AMD Medicom USA | Ritmed | Ritmed Neurological Sponges (X-Ray Detectable) | 55994C | Patties | No | 0.5 | 3 | Not specified | Yes | Single | No | Rayon |  | https://medicom.com/product/neurological-sponges/ | 100 | 10 | 10 | CS
AMD Medicom USA | Ritmed | Ritmed Neurological Sponges (X-Ray Detectable) | 55995C | Patties | No | 0.75 | 0.75 | Not specified | Yes | Single | No | Rayon |  | https://medicom.com/product/neurological-sponges/ | 100 | 10 | 10 | CS
AMD Medicom USA | Ritmed | Ritmed Neurological Sponges (X-Ray Detectable) | 55996C | Patties | No | 1 | 1 | Not specified | Yes | Single | No | Rayon |  | https://medicom.com/product/neurological-sponges/ | 100 | 10 | 10 | CS
AMD Medicom USA | Ritmed | Ritmed Neurological Sponges (X-Ray Detectable) | 55997C | Patties | No | 1 | 3 | Not specified | Yes | Single | No | Rayon |  | https://medicom.com/product/neurological-sponges/ | 100 | 10 | 10 | CS
AMD Medicom USA | Ritmed | Ritmed Neurological Sponges (X-Ray Detectable) | 55998C | Patties | No | 0.5 | 1.5 | Not specified | Yes | Single | No | Rayon |  | https://medicom.com/product/neurological-sponges/ | 100 | 10 | 10 | CS
AMD Medicom USA | Ritmed | Ritmed Neurological Sponges (X-Ray Detectable) | 85992C | Patties | No | 0.5 | 0.5 | Not specified | Yes | Single | Yes | Rayon |  | https://medicom.com/product/neurological-sponges/ | 100 | 10 | 10 | CS | AMD Medicom USA | 85992C | AMD Medicom USA | 85992C | SPONGE NEUROL STRL .50X.50IN | CS | 10 | 41.6 | 44.96 | 49.5 | 91.13 | 140.22 | 10 | Sponges Neuro | 13702 | 4913.31 | 83
AMD Medicom USA | Ritmed | Ritmed Neurological Sponges (X-Ray Detectable) | 85993C | Patties | No | 0.5 | 1 | Not specified | Yes | Single | Yes | Rayon |  | https://medicom.com/product/neurological-sponges/ | 100 | 10 | 10 | CS | AMD Medicom USA | 85993C | AMD Medicom USA | 85993C | NEURO SPONGE SNGLSTRNG 1/2X1 | CS | 10 | 42.6 | 42.6 | 42.6 | 49.5 | 49.5 | 2 | Sponges Neuro | 13702 | 1705.88 | 35
AMD Medicom USA | Ritmed | Ritmed Neurological Sponges (X-Ray Detectable) | 85994C | Patties | No | 0.5 | 3 | Not specified | Yes | Single | Yes | Rayon |  | https://medicom.com/product/neurological-sponges/ | 100 | 10 | 10 | CS | AMD Medicom USA | 85994C | Unknown | Unknown | SPONGE NEURO PATTY .5X3 | CS |  | 43.6 | 43.6 | 43.6 | 43.6 | 49.5 | 4 | Sponges Neuro | 13702 | 3452.59 | 73
AMD Medicom USA | Ritmed | Ritmed Neurological Sponges (X-Ray Detectable) | 85995C | Patties | No | 0.75 | 0.75 | Not specified | Yes | Single | Yes | Rayon |  | https://medicom.com/product/neurological-sponges/ | 100 | 10 | 10 | CS | AMD Medicom USA | 85995C | Unknown | Unknown | SPONGE NEURO PAT .75X.75 | CS |  | 49.5 | 49.5 | 49.5 | 49.5 | 49.5 | 1 | Sponges Neuro | 13702 | 49.5 | 1
AMD Medicom USA | Ritmed | Ritmed Neurological Sponges (X-Ray Detectable) | 85996C | Patties | No | 1 | 1 | Not specified | Yes | Single | Yes | Rayon |  | https://medicom.com/product/neurological-sponges/ | 100 | 10 | 10 | CS | AMD Medicom USA | 85996C | Unknown | Unknown | SPONGE NEURO PAT 1X1 | CS |  | 49.5 | 49.5 | 49.5 | 49.5 | 49.5 | 1 | Sponges Neuro | 13702 | 742.5 | 15
AMD Medicom USA | Ritmed | Ritmed Neurological Sponges (X-Ray Detectable) | 85997C | Patties | No | 1 | 3 | Not specified | Yes | Single | Yes | Rayon |  | https://medicom.com/product/neurological-sponges/ | 100 | 10 | 10 | CS
AMD Medicom USA | Ritmed | Ritmed Neurological Sponges (X-Ray Detectable) | 85998C | Patties | No | 0.5 | 1.5 | Not specified | Yes | Single | Yes | Rayon |  | https://medicom.com/product/neurological-sponges/ | 100 | 10 | 10 | CS
American Surgical Company | Americot | ¼ x ¼ | 20-01S | Patties | No | 0.25 | 0.25 | Not specified | Yes | Single | Yes | Cotton |  | https://www.americansurgical.com/americot-cotton-neurosurgical-pattie/#1675190375906-12648c28-5d5cd287-7c8a | 200 | 10 | 20 | BX | American Surgical Company | 2001S | American Surgical Company | 2001S | COTTON SURG PREMIUM 1/4INX1/4IN | BX | 200 | 261.2 | 472.94 | 472.94 | 506.05 | 567.53 | 5 | Sponges Neuro | 13702 | 7838.79 | 17
American Surgical Company | Americot | ½ x ½ | 20-04S | Patties | No | 0.5 | 0.5 | Not specified | Yes | Single | Yes | Cotton |  | https://www.americansurgical.com/americot-cotton-neurosurgical-pattie/#1675190375906-12648c28-5d5cd287-7c8a | 200 | 10 | 20 | BX | American Surgical Company | 2004S | American Surgical Company | 2004S | SPONGE AMERICOT .5X.5 SPONGE SURGICAL PRM AMERICOT CTN HRZNTL BLU 0.5X0.5IN | BX | 20 | 159.8 | 332.56 | 345.34 | 387.3 | 414.41 | 11 | Sponges Neuro | 13702 | 35963.56 | 145
American Surgical Company | Americot | ½ x 1 | 20-05S | Patties | No | 0.5 | 1 | Not specified | Yes | Single | Yes | Cotton |  | https://www.americansurgical.com/americot-cotton-neurosurgical-pattie/#1675190375906-12648c28-5d5cd287-7c8a | 200 | 10 | 20 | BX | American Surgical Company | 2005S | American Surgical Company | 2005S | SPONGE SURGICAL 1IN X .5 IN PREMIUM AMERICOT COTTON PATTIE NEUROLOGICAL BLUE STITCH | BX |  | 159.8 | 159.8 | 159.8 | 345.34 | 345.34 | 2 | Sponges Neuro | 13702 | 4603.1 | 23
American Surgical Company | Americot | ½ x 1½ | 20-06S | Patties | No | 0.5 | 1.5 | Not specified | Yes | Single | Yes | Cotton |  | https://www.americansurgical.com/americot-cotton-neurosurgical-pattie/#1675190375906-12648c28-5d5cd287-7c8a | 200 | 10 | 20 | BX | American Surgical Company | 2006S | American Surgical Company | 2006S | SPONGE SURGICAL 1.5IN X .5IN PREMIUM AMERICOT COTTON PATTIE NEUROLOGICAL BLUE STITCH | BX | 200 | 159.8 | 159.8 | 345.34 | 387.3 | 414.41 | 4 | Sponges Neuro | 13702 | 7529.59 | 32
American Surgical Company | Americot | ½ x 3 | 20-07S | Patties | No | 0.5 | 3 | Not specified | Yes | Single | Yes | Cotton |  | https://www.americansurgical.com/americot-cotton-neurosurgical-pattie/#1675190375906-12648c28-5d5cd287-7c8a | 200 | 10 | 20 | BX | American Surgical Company | 2007S | American Surgical Company | 2007S | SPONGE AMERICOT .5X3 SPONGE SURGICAL PRM AMERICOT CTN HRZNTL BLU 0.5X3IN | BX | 200 | 159.8 | 332.56 | 345.34 | 345.34 | 414.41 | 10 | Sponges Neuro | 13702 | 22884.1 | 86
American Surgical Company | Americot | ¾ x ¾ | 20-08S | Patties | No | 0.75 | 0.75 | Not specified | Yes | Single | Yes | Cotton |  | https://www.americansurgical.com/americot-cotton-neurosurgical-pattie/#1675190375906-12648c28-5d5cd287-7c8a | 200 | 10 | 20 | BX | American Surgical Company | 2008S | Unknown | Unknown | SPONGE AMERICOT .75X.75 SPONGE SURGICAL PRM AMERICOT CTN HRZNTL BLU 0.75X0.75IN | BX |  | 159.8 | 159.8 | 295.62 | 332.56 | 414.41 | 4 | Sponges Neuro | 13702 | 15049.32 | 74
American Surgical Company | Americot | 1 x 1 | 20-09S | Patties | No | 1 | 1 | Not specified | Yes | Single | Yes | Cotton |  | https://www.americansurgical.com/americot-cotton-neurosurgical-pattie/#1675190375906-12648c28-5d5cd287-7c8a | 200 | 10 | 20 | BX | American Surgical Company | 2009S | Unknown | Unknown | SPONGE AMERICOT 1INX 1IN SPONGE SURGICAL PRM AMERICOT CTN HRZNTL BLU 1X1IN | BX |  | 295.61 | 332.56 | 332.56 | 369.52 | 414.41 | 5 | Sponges Neuro | 13702 | 6648.7 | 19
American Surgical Company | Americot | 1 x 3 | 20-10S | Patties | No | 1 | 3 | Not specified | Yes | Single | Yes | Cotton |  | https://www.americansurgical.com/americot-cotton-neurosurgical-pattie/#1675190375906-12648c28-5d5cd287-7c8a | 200 | 10 | 20 | BX | American Surgical Company | 2010S | American Surgical Company | 2010S | COTTON SURG PREMIUM 1INX3IN | BX | 20 | 159.8 | 332.56 | 345.34 | 345.34 | 414.41 | 8 | Sponges Neuro | 13702 | 11762.08 | 51
American Surgical Company | Americot | 3 x 3 | 20-12S | Patties | No | 3 | 3 | Not specified | Yes | Single | Yes | Cotton |  | https://www.americansurgical.com/americot-cotton-neurosurgical-pattie/#1675190375906-12648c28-5d5cd287-7c8a | 200 | 10 | 20 | BX
American Surgical Company | Americot | ¾ x 3 | 20-13S | Patties | No | 0.75 | 3 | Not specified | Yes | Single | Yes | Cotton |  | https://www.americansurgical.com/americot-cotton-neurosurgical-pattie/#1675190375906-12648c28-5d5cd287-7c8a | 200 | 10 | 20 | BX
American Surgical Company | Americot | 3⁄8 x ¾ | 20-14S | Patties | No | 0.375 | 0.75 | Not specified | Yes | Single | Yes | Cotton |  | https://www.americansurgical.com/americot-cotton-neurosurgical-pattie/#1675190375906-12648c28-5d5cd287-7c8a | 200 | 10 | 20 | BX
American Surgical Company | Americot | 1⁄8 x 1⁄8 | 20-19S | Patties | No | 0.125 | 0.125 | Not specified | Yes | Single | Yes | Cotton |  | https://www.americansurgical.com/americot-cotton-neurosurgical-pattie/#1675190375906-12648c28-5d5cd287-7c8a | 200 | 10 | 20 | BX | American Surgical Company | 2019S | American Surgical Company | 2019S | BALL COTTON 3X3MM | BX |  | 506.05 | 506.05 | 506.05 | 607.25 | 607.25 | 2 | Sponges Neuro | 13702 | 3233.96 | 6
American Surgical Company | Americot | 3⁄8 x 3⁄8 | 20-22S | Patties | No | 0.375 | 0.375 | Not specified | Yes | Single | Yes | Cotton |  | https://www.americansurgical.com/americot-cotton-neurosurgical-pattie/#1675190375906-12648c28-5d5cd287-7c8a | 200 | 10 | 20 | BX
American Surgical Company | Americot | 3⁄8 x 1 | 20-25S | Patties | No | 0.375 | 1 | Not specified | Yes | Single | Yes | Cotton |  | https://www.americansurgical.com/americot-cotton-neurosurgical-pattie/#1675190375906-12648c28-5d5cd287-7c8a | 200 | 10 | 20 | BX
American Surgical Company | Americot | 3⁄8 x 2 | 20-26S | Patties | No | 0.375 | 2 | Not specified | Yes | Single | Yes | Cotton |  | https://www.americansurgical.com/americot-cotton-neurosurgical-pattie/#1675190375906-12648c28-5d5cd287-7c8a | 200 | 10 | 20 | BX
American Surgical Company | Americot | ¾ x 2 | 20-27S | Patties | No | 0.75 | 2 | Not specified | Yes | Single | Yes | Cotton |  | https://www.americansurgical.com/americot-cotton-neurosurgical-pattie/#1675190375906-12648c28-5d5cd287-7c8a | 200 | 10 | 20 | BX
American Surgical Company | Americot | ¼ x 1 ½ | 20-30S | Patties | No | 0.25 | 1.5 | Not specified | Yes | Single | Yes | Cotton |  | https://www.americansurgical.com/americot-cotton-neurosurgical-pattie/#1675190375906-12648c28-5d5cd287-7c8a | 200 | 10 | 20 | BX
American Surgical Company | Americot | ½ x 2 | 20-32S | Patties | No | 0.5 | 2 | Not specified | Yes | Single | Yes | Cotton |  | https://www.americansurgical.com/americot-cotton-neurosurgical-pattie/#1675190375906-12648c28-5d5cd287-7c8a | 200 | 10 | 20 | BX | American Surgical Company | 2032S | Unknown | Unknown | SPONGE SURGICAL 2IN X .5IN PREMIUM AMERICOT COTTON PATTIE NEUROLOGICAL BLUE STITCH | BX |  | 345.45 | 345.45 | 345.45 | 345.45 | 345.45 | 1 | Sponges Neuro | 13702 | 345.45 | 1
American Surgical Company | Americot | ¼ x 6 | 21-01 | Strips | No | 0.25 | 6 | Not specified | Yes | None | Yes | Cotton |  | https://www.americansurgical.com/americot-cotton-neurosurgical-pattie/#1675190375906-12648c28-5d5cd287-7c8a | 200 | 10 | 20 | BX | American Surgical Company | 2101 | American Surgical Company | 2101 | STRIP SURGICAL 1/4 6 COTTON | BX |  | 248.91 | 248.91 | 266.34 | 298.69 | 298.69 | 3 | Sponges Neuro | 13702 | 3569.37 | 13
American Surgical Company | Americot | ½ x 6 | 21-02 | Strips | No | 0.5 | 6 | Not specified | Yes | None | Yes | Cotton |  | https://www.americansurgical.com/americot-cotton-neurosurgical-pattie/#1675190375906-12648c28-5d5cd287-7c8a | 200 | 10 | 20 | BX | American Surgical Company | 2102 | American Surgical Company | 2102 | SPONGE SURGICAL 6X.5IN HIGH ABSORPTION XRAY DETECTABLE PLIABLE COTTON PREMIUM AMERICOT-BX/200EA | BX |  | 211.16 | 211.16 | 211.16 | 211.16 | 225.94 | 4 | Sponges Neuro | 13702 | 2563.48 | 12
American Surgical Company | Americot | 1 x 6 | 21-04 | Strips | No | 1 | 6 | Not specified | Yes | None | Yes | Cotton |  | https://www.americansurgical.com/americot-cotton-neurosurgical-pattie/#1675190375906-12648c28-5d5cd287-7c8a | 200 | 10 | 20 | BX | American Surgical Company | 2104 | American Surgical Company | 2104 | SPONGE SURGICAL 6X1IN HIGH ABSORPTION XRAY DETECTABLE PLIABLE COTTON PREMIUM AMERICOT-BX/200EA | BX |  | 211.16 | 211.16 | 211.16 | 225.94 | 253.39 | 6 | Sponges Neuro | 13702 | 6828.9 | 31
American Surgical Company | Deilcot ultra-thin | 5/64 x 25/32 | 63×00 | Patties | No | 0.078 | 0.781 | 0.33 | Yes | Single | Yes | Not specified |  | https://www.americansurgical.com/delicot-neurosurgical-pattie/#1675190375906-12648c28-5d5cd287-7c8a14d5-d176 | 100 | 10 | 10 | BX
American Surgical Company | Deilcot ultra-thin | 3/16 x 5/16 | 63-01 | Patties | No | 0.188 | 0.312 | 0.33 | Yes | Single | Yes | Not specified |  | https://www.americansurgical.com/delicot-neurosurgical-pattie/#1675190375906-12648c28-5d5cd287-7c8a14d5-d176 | 200 | 10 | 20 | BX | American Surgical Company | 6301 | Unknown | Unknown | SPONGE DELICOT 5X8 | BX |  | 588.84 | 733.75 | 733.75 | 733.75 | 942.14 | 22 | Sponges Neuro | 13702 | 47101.92 | 63
American Surgical Company | Deilcot ultra-thin | 3/16 x 1/2 | 63-02 | Patties | No | 0.188 | 0.5 | 0.33 | Yes | Single | Yes | Not specified |  | https://www.americansurgical.com/delicot-neurosurgical-pattie/#1675190375906-12648c28-5d5cd287-7c8a14d5-d176 | 200 | 10 | 20 | BX | American Surgical Company | 6302 | Unknown | Unknown | SPONGE DELICOT 5MM X 13MM | BX |  | 689 | 689 | 733.75 | 733.7525 | 880.5 | 13 | Sponges Neuro | 13702 | 31849.27 | 44
American Surgical Company | Deilcot ultra-thin | 3/8 x 1/2 | 63-03 | Patties | No | 0.375 | 0.5 | 0.33 | Yes | Single | Yes | Not specified |  | https://www.americansurgical.com/delicot-neurosurgical-pattie/#1675190375906-12648c28-5d5cd287-7c8a14d5-d176 | 200 | 10 | 20 | BX | American Surgical Company | 6303 | American Surgical Company | 6303 | SPONGE NEURO 10X13MM DELICOT | BX | 200 | 335.92 | 418.59 | 418.59 | 447.89 | 594.19 | 47 | Sponges Neuro | 13702 | 136105.18 | 316
American Surgical Company | Deilcot ultra-thin | 9/16 x 13/16 | 63-04 | Patties | No | 0.562 | 0.812 | 0.33 | Yes | Single | Yes | Not specified |  | https://www.americansurgical.com/delicot-neurosurgical-pattie/#1675190375906-12648c28-5d5cd287-7c8a14d5-d176 | 200 | 10 | 20 | BX | American Surgical Company | 6304 | Unknown | Unknown | SPONGE DELICOT 15X20MM | BX |  | 418.59 | 418.59 | 447.89 | 537.47 | 537.47 | 15 | Sponges Neuro | 13702 | 32603.15 | 73
American Surgical Company | Deilcot ultra-thin | 5/32 x 2 | 63-05 | Patties | No | 0.156 | 2 | 0.33 | Yes | Single | Yes | Not specified |  | https://www.americansurgical.com/delicot-neurosurgical-pattie/#1675190375906-12648c28-5d5cd287-7c8a14d5-d176 | 200 | 10 | 20 | BX | American Surgical Company | 6305 | Unknown | Unknown | SPONGE MICRO DELICOT 4X50MM | BX |  | 588.84 | 733.75 | 733.75 | 785.12 | 880.5 | 11 | Sponges Neuro | 13702 | 44812.5 | 60
American Surgical Company | Deilcot ultra-thin | 1/4 x 2 | 63-06 | Patties | No | 0.25 | 2 | 0.33 | Yes | Single | Yes | Not specified |  | https://www.americansurgical.com/delicot-neurosurgical-pattie/#1675190375906-12648c28-5d5cd287-7c8a14d5-d176 | 200 | 10 | 20 | BX | American Surgical Company | 6306 | Unknown | Unknown | SPONGE MICRO DELICOT 6X50MM | BX |  | 335.92 | 418.59 | 418.59 | 447.89 | 502.31 | 21 | Sponges Neuro | 13702 | 35866.32 | 85
American Surgical Company | Deilcot ultra-thin | 11/32 x 2 | 63-07 | Patties | No | 0.344 | 2 | 0.33 | Yes | Single | Yes | Not specified |  | https://www.americansurgical.com/delicot-neurosurgical-pattie/#1675190375906-12648c28-5d5cd287-7c8a14d5-d176 | 200 | 10 | 20 | BX | American Surgical Company | 6307 | American Surgical Company | 6307 | SPONGE PATTIE 9X50 63-07 | BX |  | 381 | 418.59 | 447.89 | 447.89 | 537.47 | 39 | Sponges Neuro | 13702 | 86891.49 | 203
American Surgical Company | Deilcot ultra-thin | 1/2 x 2 3/8 | 63-08 | Patties | No | 0.5 | 2.375 | 0.33 | Yes | Single | Yes | Not specified |  | https://www.americansurgical.com/delicot-neurosurgical-pattie/#1675190375906-12648c28-5d5cd287-7c8a14d5-d176 | 200 | 10 | 20 | BX | American Surgical Company | 6308 | American Surgical Company | 6308 | SPONGE DELICOT 13X60MM | BX |  | 391.2 | 418.59 | 418.59 | 447.89 | 533.2 | 43 | Sponges Neuro | 13702 | 110482.42 | 263
American Surgical Company | Deilcot ultra-thin | 13/16 x 2 3/8 | 63-09 | Patties | No | 0.812 | 2.375 | 0.33 | Yes | Single | Yes | Not specified |  | https://www.americansurgical.com/delicot-neurosurgical-pattie/#1675190375906-12648c28-5d5cd287-7c8a14d5-d176 | 200 | 10 | 20 | BX | American Surgical Company | 6309 | American Surgical Company | 6309 | SPONGE DELICOT 20MM X 60MM | BX |  | 391.21 | 418.59 | 418.59 | 447.89 | 537.47 | 9 | Sponges Neuro | 13702 | 22524.13 | 53
American Surgical Company | Deilcot ultra-thin | 1 3/16 x 2 3/4 | 63-10 | Patties | No | 1.188 | 2.75 | 0.33 | Yes | Single | Yes | Not specified |  | https://www.americansurgical.com/delicot-neurosurgical-pattie/#1675190375906-12648c28-5d5cd287-7c8a14d5-d176 | 200 | 10 | 20 | BX | American Surgical Company | 6310 | Unknown | Unknown | SPONGE MICRO DELICOT 30X70MM | BX |  | 418.59 | 418.59 | 418.59 | 447.89 | 537.47 | 9 | Sponges Neuro | 13702 | 9302.75 | 21
American Surgical Company | Ray-Cot | ¼ x ¼ | 60-02 | Patties | No | 0.25 | 0.25 | Not specified | Yes | Single | Yes | Rayon |  | https://www.americansurgical.com/ray-cot-neuro-pattie/#1675190375906-12648c28-5d5cd287-7c8a8e52-9213 | 200 | 10 | 20 | BX | American Surgical Company | 6002 | American Surgical Company | 6002 | PATTIES SURGICAL 1/4" X 1/4" | BX |  | 315.75 | 393.49 | 421.04 | 421.04 | 505.24 | 28 | Sponges Neuro | 13702 | 62007.52 | 152
American Surgical Company | Ray-Cot | ¼ x 3 | 60-04 | Patties | No | 0.25 | 3 | Not specified | Yes | Single | Yes | Rayon |  | https://www.americansurgical.com/ray-cot-neuro-pattie/#1675190375906-12648c28-5d5cd287-7c8a8e52-9213 | 200 | 10 | 20 | BX | American Surgical Company | 6004 | American Surgical Company | 6004 | spng nuero rayon/cot 1/4x3IN | BX |  | 198.52 | 198.52 | 212.41 | 238.22 | 238.22 | 10 | Sponges Neuro | 13702 | 6438.83 | 31
American Surgical Company | Ray-Cot | 3/8 x 3 | 60-05 | Patties | No | 0.375 | 3 | Not specified | Yes | Single | Yes | Rayon |  | https://www.americansurgical.com/ray-cot-neuro-pattie/#1675190375906-12648c28-5d5cd287-7c8a8e52-9213 | 200 | 10 | 20 | BX | American Surgical Company | 6005 | Unknown | Unknown | 3/8 x 3 | BX |  | 212.41 | 212.41 | 212.41 | 212.41 | 212.41 | 1 | Sponges Neuro | 13702 | 609.45 | 3
American Surgical Company | Ray-Cot | ½ x ½ | 60-06 | Patties | No | 0.5 | 0.5 | Not specified | Yes | Single | Yes | Rayon |  | https://www.americansurgical.com/ray-cot-neuro-pattie/#1675190375906-12648c28-5d5cd287-7c8a8e52-9213 | 200 | 10 | 20 | BX | American Surgical Company | 6006 | American Surgical Company | 6006 | SPONGE COTTONOID 1/2 X 1/2 | BX |  | 159.3 | 198.52 | 212.41 | 212.41 | 254.9 | 26 | Sponges Neuro | 13702 | 31676.79 | 153
American Surgical Company | Ray-Cot | ½ x 1 | 60-07 | Patties | No | 0.5 | 1 | Not specified | Yes | Single | Yes | Rayon |  | https://www.americansurgical.com/ray-cot-neuro-pattie/#1675190375906-12648c28-5d5cd287-7c8a8e52-9213 | 200 | 10 | 20 | BX | American Surgical Company | 6007 | American Surgical Company | 6007 | SPONGE COTTONOID 1/2 X 1 | BX |  | 159.3 | 185.53 | 198.52 | 212.41 | 226.64 | 14 | Sponges Neuro | 13702 | 15823.89 | 83
American Surgical Company | Ray-Cot | ½ x 1 ½ | 60-08 | Patties | No | 0.5 | 1.5 | Not specified | Yes | Single | Yes | Rayon |  | https://www.americansurgical.com/ray-cot-neuro-pattie/#1675190375906-12648c28-5d5cd287-7c8a8e52-9213 | 200 | 10 | 20 | BX | American Surgical Company | 6008 | American Surgical Company | 6008 | SPONGE SURGICAL STERILE 1/2 INCH X 1 1/2 INCH | BX |  | 159.31 | 191.17 | 212.41 | 212.41 | 212.41 | 7 | Sponges Neuro | 13702 | 13195.56 | 66
American Surgical Company | Ray-Cot | ½ x 3 | 60-09 | Patties | No | 0.5 | 3 | Not specified | Yes | Single | Yes | Rayon |  | https://www.americansurgical.com/ray-cot-neuro-pattie/#1675190375906-12648c28-5d5cd287-7c8a8e52-9213 | 200 | 10 | 20 | BX | American Surgical Company | 6009 | American Surgical Company | 6009 | SPONGE SURGICAL NEURO 1/2X3 | BX |  | 145.48 | 198.52 | 212.41 | 212.41 | 254.9 | 40 | Sponges Neuro | 13702 | 47487.46 | 241
American Surgical Company | Ray-Cot | ¾ x ¾ | 60-10 | Patties | No | 0.75 | 0.75 | Not specified | Yes | Single | Yes | Rayon |  | https://www.americansurgical.com/ray-cot-neuro-pattie/#1675190375906-12648c28-5d5cd287-7c8a8e52-9213 | 200 | 10 | 20 | BX | American Surgical Company | 6010 | American Surgical Company | 6010 | PATTIES SURGICAL 3/4 3/4 | BX |  | 159.31 | 159.31 | 212.41 | 222.64 | 254.9 | 4 | Sponges Neuro | 13702 | 6296.85 | 31
American Surgical Company | Ray-Cot | 1 x 1 | 60-12 | Patties | No | 1 | 1 | Not specified | Yes | Single | Yes | Rayon |  | https://www.americansurgical.com/ray-cot-neuro-pattie/#1675190375906-12648c28-5d5cd287-7c8a8e52-9213 | 200 | 10 | 20 | BX | American Surgical Company | 6012 | American Surgical Company | 6012 | PATTIES NEUROSURGICAL L1XW1IN | BX |  | 117.125 | 159.31 | 185.53 | 212.41 | 254.9 | 16 | Sponges Neuro | 13702 | 10657.893 | 58
American Surgical Company | Ray-Cot | 1 x 3 | 60-13 | Patties | No | 1 | 3 | Not specified | Yes | Single | Yes | Rayon |  | https://www.americansurgical.com/ray-cot-neuro-pattie/#1675190375906-12648c28-5d5cd287-7c8a8e52-9213 | 200 | 10 | 20 | BX | American Surgical Company | 6013 | American Surgical Company | 6013 | SPONGE COTTONOID 1 X 3 | BX |  | 159.3 | 191.17 | 212.41 | 212.41 | 254.9 | 25 | Sponges Neuro | 13702 | 25317.44 | 125
American Surgical Company | Ray-Cot | 1 ½ x 1 ½ | 60-14 | Patties | No | 1.5 | 1.5 | Not specified | Yes | Single | Yes | Rayon |  | https://www.americansurgical.com/ray-cot-neuro-pattie/#1675190375906-12648c28-5d5cd287-7c8a8e52-9213 | 200 | 10 | 20 | BX
American Surgical Company | Ray-Cot | 3 x 3 | 60-15 | Patties | No | 3 | 3 | Not specified | Yes | Single | Yes | Rayon |  | https://www.americansurgical.com/ray-cot-neuro-pattie/#1675190375906-12648c28-5d5cd287-7c8a8e52-9213 | 200 | 10 | 20 | BX | American Surgical Company | 6015 | American Surgical Company | 6015 | 8004002 SURGICAL PATTIES 1/2 in X 1in | BX |  | 198.52 | 198.52 | 198.52 | 212.41 | 212.41 | 5 | Sponges Neuro | 13702 | 3217.99 | 16
American Surgical Company | Ray-Cot | ¼ x 1 ½ | 60-16 | Patties | No | 0.25 | 1.5 | Not specified | Yes | Single | Yes | Rayon |  | https://www.americansurgical.com/ray-cot-neuro-pattie/#1675190375906-12648c28-5d5cd287-7c8a8e52-9213 | 200 | 10 | 20 | BX | American Surgical Company | 6016 | American Surgical Company | 6016 | SPONGE COTTONOD 1/4X11/2 60-16BX200 | BX |  | 198.52 | 198.52 | 198.52 | 212.41 | 254.9 | 5 | Sponges Neuro | 13702 | 5414.82 | 26
American Surgical Company | Ray-Cot | 1 ½ x 3 | 60-22 | Patties | No | 1.5 | 3 | Not specified | Yes | Single | Yes | Rayon |  | https://www.americansurgical.com/ray-cot-neuro-pattie/#1675190375906-12648c28-5d5cd287-7c8a8e52-9213 | 200 | 10 | 20 | BX
American Surgical Company | Ray-Cot | ½ x 2 | 60-29 | Patties | No | 0.5 | 2 | Not specified | Yes | Single | Yes | Rayon |  | https://www.americansurgical.com/ray-cot-neuro-pattie/#1675190375906-12648c28-5d5cd287-7c8a8e52-9213 | 200 | 10 | 20 | BX | American Surgical Company | 6029 | Unknown | Unknown | PATTIES SURGICAL 1/2" X 2" | BX |  | 115 | 117.125 | 185.53 | 198.52 | 222.64 | 8 | Sponges Neuro | 13702 | 7339.535 | 54
American Surgical Company | Ray-Cot | ¼ x 6 | 61-01 | Strips | No | 0.25 | 6 | Not specified | Yes | None | Yes | Rayon |  | https://www.americansurgical.com/ray-cot-neuro-pattie/#1675190375906-12648c28-5d5cd287-7c8a8e52-9213 | 200 | 10 | 20 | BX | American Surgical Company | 6101 | American Surgical Company | 6101 | SPONGE PATTY 0.25 X 6 IN | BX |  | 184.11 | 197.01 | 197.01 | 210.8 | 252.96 | 14 | Sponges Neuro | 13702 | 20182.3575 | 102
American Surgical Company | Ray-Cot | ½ x 6 | 61-02 | Strips | No | 0.5 | 6 | Not specified | Yes | None | Yes | Rayon |  | https://www.americansurgical.com/ray-cot-neuro-pattie/#1675190375906-12648c28-5d5cd287-7c8a8e52-9213 | 200 | 10 | 20 | BX | American Surgical Company | 6102 | Unknown | Unknown | PATTIES SURGICAL 1/2 X 6/ MIN ORDER 2BX | BX |  | 109.273 | 185.21 | 185.21 | 198.17 | 225.25 | 23 | Sponges Neuro | 13702 | 27287.0535 | 163
American Surgical Company | Ray-Cot | ¾ x 6 | 61-03 | Strips | No | 0.75 | 6 | Not specified | Yes | None | Yes | Rayon |  | https://www.americansurgical.com/ray-cot-neuro-pattie/#1675190375906-12648c28-5d5cd287-7c8a8e52-9213 | 200 | 10 | 20 | BX | American Surgical Company | 6103 | Unknown | Unknown | 3/4 x 6 | BX |  | 173.09 | 185.21 | 185.21 | 185.21 | 222.25 | 15 | Sponges Neuro | 13702 | 14512.7725 | 78
American Surgical Company | Ray-Cot | 1 x 6 | 61-04 | Strips | No | 1 | 6 | Not specified | Yes | None | Yes | Rayon |  | https://www.americansurgical.com/ray-cot-neuro-pattie/#1675190375906-12648c28-5d5cd287-7c8a8e52-9213 | 200 | 10 | 20 | BX | American Surgical Company | 6104 | American Surgical Company | 6104 | NEURO PATTIES 25X152MM | BX |  | 109.273 | 173.09 | 185.21 | 198.17 | 222.25 | 13 | Sponges Neuro | 13702 | 10394.648 | 68
American Surgical Company | Ray-Cot | 2 x 6 | 61-05 | Strips | No | 2 | 6 | Not specified | Yes | None | Yes | Rayon |  | https://www.americansurgical.com/ray-cot-neuro-pattie/#1675190375906-12648c28-5d5cd287-7c8a8e52-9213 | 200 | 10 | 20 | BX | American Surgical Company | 6105 | Unknown | Unknown | SPONGE PATTY 2 X 6 IN NEOSURGICAL RADIOPAQUE | BX |  | 197.01 | 197.01 | 197.01 | 197.01 | 197.01 | 1 | Sponges Neuro | 13702 | 591.03 | 3
American Surgical Company | Ray-Cot | 3 x 6 | 61-06 | Strips | No | 3 | 6 | Not specified | Yes | None | Yes | Rayon |  | https://www.americansurgical.com/ray-cot-neuro-pattie/#1675190375906-12648c28-5d5cd287-7c8a8e52-9213 | 200 | 10 | 20 | BX | American Surgical Company | 6106 | Unknown | Unknown | LAPAROTOMY OR X-RAY DETECTABLE OR SURGICAL SPECIALTY SPONGE | BX |  | 225.32 | 225.32 | 225.32 | 241.09 | 241.09 | 6 | Sponges Neuro | 13702 | 6000.25 | 26
American Surgical Company | Ray-Cot | 3 ½ x 6 | 61-07 | Strips | No | 3.5 | 6 | Not specified | Yes | None | Yes | Rayon |  | https://www.americansurgical.com/ray-cot-neuro-pattie/#1675190375906-12648c28-5d5cd287-7c8a8e52-9213 | 200 | 10 | 20 | BX | American Surgical Company | 6107 | Unknown | Unknown | 3 1/2 x 6 | PK |  | 252.69 | 252.69 | 252.69 | 252.69 | 252.69 | 1 | Sponges Neuro | 13702 | 252.69 | 1
American Surgical Company | Ray-Cot | 1 ½ x 6 | 61-08 | Strips | No | 1.5 | 6 | Not specified | Yes | None | Yes | Rayon |  | https://www.americansurgical.com/ray-cot-neuro-pattie/#1675190375906-12648c28-5d5cd287-7c8a8e52-9213 | 200 | 10 | 20 | BX
American Surgical Company | Tapered Delicot | 4 mm x 9 mm x 48 mm | 63-07T | Patties | Yes | 0.157 - 0.354 | 1.89 | Not specified | Yes | Single | Yes | Not specified |  | https://www.americansurgical.com/tapered-neuro-pattie/#1675190375906-12648c28-5d5cd287-7c8ac2bd-3924 | 200 | 10 | 20 | BX | American Surgical Company | 6307T | Unknown | Unknown | 4x9x48mm Tapered Delicot Neuro Pattie (200/bx) | EA | 1 | 551.25 | 551.25 | 551.25 | 551.25 | 551.25 | 1 | Sponges Neuro | 13702 | 551.25 | 1
American Surgical Company | Tapered Delicot | 6 mm x 19 mm x 51 mm | 63-08T | Patties | Yes | 0.236 - 0.748 | 2.008 | Not specified | Yes | Single | Yes | Not specified |  | https://www.americansurgical.com/tapered-neuro-pattie/#1675190375906-12648c28-5d5cd287-7c8ac2bd-3924 | 200 | 10 | 20 | BX | American Surgical Company | 6308T | Unknown | Unknown | TAPERED DELICOT 6MMX19MMX51MM | BX |  | 589.84 | 589.84 | 589.84 | 757.37 | 757.37 | 2 | Sponges Neuro | 13702 | 3280.26 | 5
American Surgical Company | Tapered Delicot | 8 mm x 19 mm x 64 mm | 63-09T | Patties | Yes | 0.315 - 0.748 | 2.52 | Not specified | Yes | Single | Yes | Not specified |  | https://www.americansurgical.com/tapered-neuro-pattie/#1675190375906-12648c28-5d5cd287-7c8ac2bd-3924 | 200 | 10 | 20 | BX | American Surgical Company | 6309T | Unknown | Unknown | 8x19x64mm Tapered Delicot Neuro Pattie (200/bx) | BX |  | 589.84 | 589.84 | 589.84 | 589.84 | 589.84 | 1 | Sponges Neuro | 13702 | 4128.88 | 7
American Surgical Company | Tapered Delicot | 8 mm x 19 mm x 76 mm | 63-12T | Patties | Yes | 0.315 - 0.748 | 2.992 | Not specified | Yes | Single | Yes | Not specified |  | https://www.americansurgical.com/tapered-neuro-pattie/#1675190375906-12648c28-5d5cd287-7c8ac2bd-3924 | 200 | 10 | 20 | BX | American Surgical Company | 6312T | Unknown | Unknown | Tapered Delicot 8 x 19 x 76 (m | BX |  | 589.84 | 589.84 | 589.84 | 631.13 | 631.13 | 4 | Sponges Neuro | 13702 | 6493.64 | 11
American Surgical Company | Tapered Delicot | 6 mm x 13 mm x 9 mm | 63-13T | Patties | Yes | 0.236 - 0.512 | 0.354 | Not specified | Yes | Single | Yes | Not specified |  | https://www.americansurgical.com/tapered-neuro-pattie/#1675190375906-12648c28-5d5cd287-7c8ac2bd-3924 | 200 | 10 | 20 | BX | American Surgical Company | 6313T | Unknown | Unknown | Tapered Delicot, 6mm x 13mm x 9mm | BX |  | 983.06 | 983.06 | 983.06 | 983.06 | 983.06 | 1 | Sponges Neuro | 13702 | 983.06 | 1
American Surgical Company | Tapered Delicot | 19 mm x 25 mm x 25 mm | 63-14T | Patties | Yes | 0.748 - 0.984 | 0.984 | Not specified | Yes | Single | Yes | Not specified |  | https://www.americansurgical.com/tapered-neuro-pattie/#1675190375906-12648c28-5d5cd287-7c8ac2bd-3924 | 200 | 10 | 20 | BX | American Surgical Company | 6314T | Unknown | Unknown | SPONGE TAPERED DELICOT 19 MM X 25 MM X 25 MM | BX |  | 589.84 | 589.84 | 589.84 | 589.84 | 589.84 | 2 | Sponges Neuro | 13702 | 1769.52 | 3
American Surgical Company | Tapered Delicot | 19 mm x 25 mm x 76 mm(mm) | 63-15T | Patties | Yes | 0.748 - 0.984 | 2.992 | Not specified | Yes | Single | Yes | Not specified |  | https://www.americansurgical.com/tapered-neuro-pattie/#1675190375906-12648c28-5d5cd287-7c8ac2bd-3924 | 200 | 10 | 20 | BX | American Surgical Company | 6315T | Unknown | Unknown | Delicot 19x25x76mm Tapered Delicot Microsurgical Neuro Patties | BX |  | 551.25 | 551.25 | 551.25 | 551.25 | 551.25 | 1 | Sponges Neuro | 13702 | 551.25 | 1
American Surgical Company | Telfa | ¼ x 3 | 80-04 | Patties | No | 0.25 | 3 | Not specified | Yes | Single | Yes | Not specified |  | https://www.americansurgical.com/telfa-neurosurgical-pattie/#1675190375906-12648c28-5d5cd287-7c8a44e9-7be9 | 200 | 10 | 20 | BX | American Surgical Company | 8004 | American Surgical Company | 8004 | COTTONOID TELFA 1/4X3 80-04 | BX |  | 364 | 420.84 | 450.3 | 450.3 | 540.36 | 27 | Sponges Neuro | 13702 | 58267.05 | 138
American Surgical Company | Telfa | 3/8 x 3 | 80-05 | Patties | No | 0.375 | 3 | Not specified | Yes | Single | Yes | Not specified |  | https://www.americansurgical.com/telfa-neurosurgical-pattie/#1675190375906-12648c28-5d5cd287-7c8a44e9-7be9 | 200 | 10 | 20 | BX | American Surgical Company | 8005 | American Surgical Company | 8005 | SPONGE TELFA 10X76MM 10 EA/PK | BX |  | 420.84 | 420.84 | 420.84 | 420.84 | 505.01 | 10 | Sponges Neuro | 13702 | 17604.09 | 42
American Surgical Company | Telfa | ½ x ½ | 80-06 | Patties | No | 0.5 | 0.5 | Not specified | Yes | Single | Yes | Not specified |  | https://www.americansurgical.com/telfa-neurosurgical-pattie/#1675190375906-12648c28-5d5cd287-7c8a44e9-7be9 | 200 | 10 | 20 | BX | American Surgical Company | 8006 | Unknown | Unknown | SPONGE NEURO NON-STICK 1/2X1/2 | BX |  | 382.2 | 420.84 | 420.84 | 450.3 | 540.36 | 18 | Sponges Neuro | 13702 | 31095.04 | 73
American Surgical Company | Telfa | ½ x 1 ½ | 80-08 | Patties | No | 0.5 | 1.5 | Not specified | Yes | Single | Yes | Not specified |  | https://www.americansurgical.com/telfa-neurosurgical-pattie/#1675190375906-12648c28-5d5cd287-7c8a44e9-7be9 | 200 | 10 | 20 | BX | American Surgical Company | 8008 | American Surgical Company | 8008 | SPNG SRG 1.5X.5IN STNG CNT CRD | BX |  | 364 | 420.84 | 420.84 | 450.3 | 505.01 | 11 | Sponges Neuro | 13702 | 18576.4017 | 42
American Surgical Company | Telfa | ½ x 3 | 80-09 | Patties | No | 0.5 | 3 | Not specified | Yes | Single | Yes | Not specified |  | https://www.americansurgical.com/telfa-neurosurgical-pattie/#1675190375906-12648c28-5d5cd287-7c8a44e9-7be9 | 200 | 10 | 20 | BX | American Surgical Company | 8009 | American Surgical Company | 8009 | SPONGE, TELFA, 1/2"X3 | BX | 1 | 360.24 | 420.84 | 420.84 | 450.3 | 618.76 | 81 | Sponges Neuro | 13702 | 216653.9617 | 504
American Surgical Company | Telfa | ¾ x 3 | 80-11 | Patties | No | 0.75 | 3 | Not specified | Yes | Single | Yes | Not specified |  | https://www.americansurgical.com/telfa-neurosurgical-pattie/#1675190375906-12648c28-5d5cd287-7c8a44e9-7be9 | 200 | 10 | 20 | BX | American Surgical Company | 8011 | American Surgical Company | 8011 | TELFA SPONGE | BX |  | 337.73 | 420.84 | 420.84 | 420.84 | 450.3 | 8 | Sponges Neuro | 13702 | 33042.97 | 79
American Surgical Company | Telfa | 1 x 1 | 80-12 | Patties | No | 1 | 1 | Not specified | Yes | Single | Yes | Not specified |  | https://www.americansurgical.com/telfa-neurosurgical-pattie/#1675190375906-12648c28-5d5cd287-7c8a44e9-7be9 | 200 | 10 | 20 | BX | American Surgical Company | 8012 | American Surgical Company | 8012 | SPONGE TELFA 1 X 1 IN | BX |  | 382 | 420.84 | 505.01 | 505.01 | 505.01 | 7 | Sponges Neuro | 13702 | 5516.26 | 12
American Surgical Company | Telfa | 1 x 3 | 80-13 | Patties | No | 1 | 3 | Not specified | Yes | Single | Yes | Not specified |  | https://www.americansurgical.com/telfa-neurosurgical-pattie/#1675190375906-12648c28-5d5cd287-7c8a44e9-7be9 | 200 | 10 | 20 | BX | American Surgical Company | 8013 | American Surgical Company | 8013 | SPONGE LAPAROTOMY L3XW1IN PATTIE 1 STRING XRAY DETECTABLE SLOW DRYING TELFA COTTON | BX |  | 364 | 420.84 | 420.84 | 450.3 | 540.36 | 31 | Sponges Neuro | 13702 | 36850.61 | 88
American Surgical Company | Telfa | 3 x 3 | 80-14 | Patties | No | 3 | 3 | Not specified | Yes | Single | Yes | Not specified |  | https://www.americansurgical.com/telfa-neurosurgical-pattie/#1675190375906-12648c28-5d5cd287-7c8a44e9-7be9 | 200 | 10 | 20 | BX | American Surgical Company | 8014 | Unknown | Unknown | SPONGE TELFA XRAY DETECT 3X3IN | BX |  | 382 | 382 | 382 | 420.84 | 420.84 | 2 | Sponges Neuro | 13702 | 1644.52 | 4
American Surgical Company | Telfa | 1/2 x 6 | 81-06 | Strips | No | 0.5 | 6 | Not specified | Yes | None | Yes | Not specified |  | https://www.americansurgical.com/telfa-neurosurgical-pattie/#1675190375906-12648c28-5d5cd287-7c8a44e9-7be9 | 200 | 10 | 20 | BX | American Surgical Company | 8106 | American Surgical Company | 8106 | TELFA STRIP 1/2X6IN 8106 | BX |  | 350 | 392.83 | 392.83 | 420.33 | 420.84 | 7 | Sponges Neuro | 13702 | 15756.2925 | 41
American Surgical Company | Telfa | 1 x 6 | 81-13 | Strips | No | 1 | 6 | Not specified | Yes | None | Yes | Not specified |  | https://www.americansurgical.com/telfa-neurosurgical-pattie/#1675190375906-12648c28-5d5cd287-7c8a44e9-7be9 | 200 | 10 | 20 | BX | American Surgical Company | 8113 | American Surgical Company | 8113 | SPONGE TELFA 1 X 6 | BX |  | 210 | 349.65 | 392.83 | 392.83 | 392.83 | 5 | Sponges Neuro | 13702 | 5092.67 | 14
American Surgical Company | Telfa | Custom Sizes Telfa Pack | 82-01 | Strips | No | custom | custom | Not specified | Yes | None | Yes | Not specified |  | https://www.americansurgical.com/telfa-neurosurgical-pattie/#1675190375906-12648c28-5d5cd287-7c8a44e9-7be9 | 200 | 10 | 20 | BX | American Surgical Company | 8201 | Unknown | Unknown | PATTIES TELFA | BX |  | 483.67 | 483.67 | 544.46 | 580.4 | 580.4 | 3 | Sponges Neuro | 13702 | 44730.45 | 89
American Surgical Company | Uniqcot | ¼ x ¼ | 67-02 | Patties | No | 0.25 | 0.25 | 0.5 | Yes | Single | Yes | Not specified |  | https://www.americansurgical.com/uniqcot-neurosurgical-pattie/#1675190375906-12648c28-5d5cd287-7c8a9f84-4220 | 200 | 10 | 20 | BX | American Surgical Company | 6702 | American Surgical Company | 6702 | COTTONOID UNI 1/4 X 1/4 67-02 | BX |  | 550.87 | 550.87 | 589.43 | 630.69 | 707.32 | 15 | Sponges Neuro | 13702 | 33182.55 | 56
American Surgical Company | Uniqcot | ¼ x 3 | 67-04 | Patties | No | 0.25 | 3 | 0.5 | Yes | Single | Yes | Not specified |  | https://www.americansurgical.com/uniqcot-neurosurgical-pattie/#1675190375906-12648c28-5d5cd287-7c8a9f84-4220 | 200 | 10 | 20 | BX | American Surgical Company | 6704 | American Surgical Company | 6704 | PATTIES UNICOT 6704 1/4 X 3 | BX |  | 316.38 | 338.52 | 379.65 | 379.65 | 379.65 | 5 | Sponges Neuro | 13702 | 4071.75 | 11
American Surgical Company | Uniqcot | ½ x ½ | 67-06 | Patties | No | 0.5 | 0.5 | 0.5 | Yes | Single | Yes | Not specified |  | https://www.americansurgical.com/uniqcot-neurosurgical-pattie/#1675190375906-12648c28-5d5cd287-7c8a9f84-4220 | 200 | 10 | 20 | BX | American Surgical Company | 6706 | American Surgical Company | 6706 | COTTONOID UNI 1/2 X 1/2 67-06 | BX |  | 253.89 | 316.38 | 338.52 | 354.82 | 379.65 | 20 | Sponges Neuro | 13702 | 43864.51 | 137
American Surgical Company | Uniqcot | ½ x 1 | 67-07 | Patties | No | 0.5 | 1 | 0.5 | Yes | Single | Yes | Not specified |  | https://www.americansurgical.com/uniqcot-neurosurgical-pattie/#1675190375906-12648c28-5d5cd287-7c8a9f84-4220 | 200 | 10 | 20 | BX | American Surgical Company | 6707 | American Surgical Company | 6707 | SPONGE PATTIE UNIQCOT .5 1 IN | BX |  | 316.38 | 316.38 | 316.38 | 338.52 | 338.52 | 3 | Sponges Neuro | 13702 | 7216.08 | 23
American Surgical Company | Uniqcot | ½ x 1 ½ | 67-08 | Patties | No | 0.5 | 1.5 | 0.5 | Yes | Single | Yes | Not specified |  | https://www.americansurgical.com/uniqcot-neurosurgical-pattie/#1675190375906-12648c28-5d5cd287-7c8a9f84-4220 | 200 | 10 | 20 | BX | American Surgical Company | 6708 | Unknown | Unknown | SPONGE NEURO COTTON WITH STRING UNIQCOT | BX |  | 295.68 | 295.68 | 316.38 | 316.38 | 354.82 | 4 | Sponges Neuro | 13702 | 2528.08 | 8
American Surgical Company | Uniqcot | ½ x 3 | 67-09 | Patties | No | 0.5 | 3 | 0.5 | Yes | Single | Yes | Not specified |  | https://www.americansurgical.com/uniqcot-neurosurgical-pattie/#1675190375906-12648c28-5d5cd287-7c8a9f84-4220 | 200 | 10 | 20 | BX | American Surgical Company | 6709 | Unknown | Unknown | COTTONOID UNI 1/2 X 3 67-09 | BX |  | 253.89 | 338.52 | 338.52 | 338.52 | 406.23 | 13 | Sponges Neuro | 13702 | 32354.62 | 102
American Surgical Company | Uniqcot | ¾ x ¾ | 67-10 | Patties | No | 0.75 | 0.75 | 0.5 | Yes | Single | Yes | Not specified |  | https://www.americansurgical.com/uniqcot-neurosurgical-pattie/#1675190375906-12648c28-5d5cd287-7c8a9f84-4220 | 200 | 10 | 20 | BX | American Surgical Company | 6710 | American Surgical Company | 6710 | PATTIE UNIQCOT 3/4 3/4 | BX |  | 295.68 | 295.68 | 316.38 | 316.38 | 354.82 | 4 | Sponges Neuro | 13702 | 10425.74 | 33
American Surgical Company | Uniqcot | 1 x 1 | 67-12 | Patties | No | 1 | 1 | 0.5 | Yes | Single | Yes | Not specified |  | https://www.americansurgical.com/uniqcot-neurosurgical-pattie/#1675190375906-12648c28-5d5cd287-7c8a9f84-4220 | 200 | 10 | 20 | BX | American Surgical Company | 6712 | American Surgical Company | 6712 | COTTONOID UNIQUOT 1 X 1 67-12 | BX |  | 338.52 | 338.52 | 338.52 | 338.52 | 354.82 | 4 | Sponges Neuro | 13702 | 3335.08 | 10
American Surgical Company | Uniqcot | 1 x 3 | 67-13 | Patties | No | 1 | 3 | 0.5 | Yes | Single | Yes | Not specified |  | https://www.americansurgical.com/uniqcot-neurosurgical-pattie/#1675190375906-12648c28-5d5cd287-7c8a9f84-4220 | 200 | 10 | 20 | BX | American Surgical Company | 6713 | American Surgical Company | 6713 | COTTONOID UNIQUOT 1 X 3 67-13 | BX |  | 253.89 | 295.68 | 316.38 | 338.52 | 379.65 | 12 | Sponges Neuro | 13702 | 16140.96 | 51
American Surgical Company | Uniqcot | ½ x 2 | 67-29 | Patties | No | 0.5 | 2 | 0.5 | Yes | Single | Yes | Not specified |  | https://www.americansurgical.com/uniqcot-neurosurgical-pattie/#1675190375906-12648c28-5d5cd287-7c8a9f84-4220 | 200 | 10 | 20 | BX | American Surgical Company | 6729 | Unknown | Unknown | COTTONOID UNI 1/2 X 2 67-29 | BX |  | 316.38 | 316.38 | 316.38 | 316.38 | 316.38 | 3 | Sponges Neuro | 13702 | 10124.16 | 32
American Surgical Company | Uniqcot | ¼ x 6 | 67-81 | Strips | No | 0.25 | 6 | 0.5 | Yes | Single | Yes | Not specified |  | https://www.americansurgical.com/uniqcot-neurosurgical-pattie/#1675190375906-12648c28-5d5cd287-7c8a9f84-4220 | 200 | 10 | 20 | BX | American Surgical Company | 6781 | American Surgical Company | 6781 | SPONGE NEURO UNIQCOT STRIP 1/4 X 6 | BX |  | 251.37 | 251.37 | 268.97 | 322.76 | 322.76 | 3 | Sponges Neuro | 13702 | 4071.73 | 15
American Surgical Company | Uniqcot | ½ x 6 | 67-82 | Strips | No | 0.5 | 6 | 0.5 | Yes | Single | Yes | Not specified |  | https://www.americansurgical.com/uniqcot-neurosurgical-pattie/#1675190375906-12648c28-5d5cd287-7c8a9f84-4220 | 200 | 10 | 20 | BX | American Surgical Company | 6782 | Unknown | Unknown | COTTONOID UNI 1/2 X 6 67-82 | BX |  | 228.22 | 244.19 | 244.19 | 244.19 | 293.03 | 10 | Sponges Neuro | 13702 | 12489.35 | 51
American Surgical Company | Uniqcot | 1 x 6 | 67-84 | Strips | No | 1 | 6 | 0.5 | Yes | Single | Yes | Not specified |  | https://www.americansurgical.com/uniqcot-neurosurgical-pattie/#1675190375906-12648c28-5d5cd287-7c8a9f84-4220 | 200 | 10 | 20 | BX | American Surgical Company | 6784 | Unknown | Unknown | SPONGE NEURO UNIQCOT STRIP 1 X 6 | BX |  | 244.19 | 244.19 | 244.19 | 244.19 | 244.19 | 2 | Sponges Neuro | 13702 | 7325.7 | 30
DeRoyal Industries | Neuro Sponges | ¼” x 6” | 30-300 | Strips | No | 0.25 | 6 | Not specified | Yes | None | Yes | Rayon |  | https://www.deroyal.com/products/search-catalog-item/catalog-item-preview/ac-surgical-neurospongesinpattiesstrips | 200 | 10 | 20 | CS | DeRoyal Industries | 30300 | DeRoyal Industries | 30300 | SPONGE NEURO 1/4 X 6 D30-302 | CS | 20 | 79.41 | 100.32 | 129.95 | 185.69 | 251.78 | 55 | Sponges Neuro | 13702 | 49053.705 | 446
DeRoyal Industries | Neuro Sponges | ¼” x 6” | 30-300NS | Strips | No | 0.25 | 6 | Not specified | Yes | None | No | Rayon |  | https://www.deroyal.com/products/search-catalog-item/catalog-item-preview/ac-surgical-neurospongesinpattiesstrips | 200 | 10 | 20 | CS
DeRoyal Industries | Neuro Sponges | ½” x 6” | 30-301 | Strips | No | 0.5 | 6 | Not specified | Yes | None | Yes | Rayon |  | https://www.deroyal.com/products/search-catalog-item/catalog-item-preview/ac-surgical-neurospongesinpattiesstrips | 200 | 10 | 20 | CS | DeRoyal Industries | 30301 | DeRoyal Industries | 30301 | SPONGE NEURO STRP .5X6IN | CS | 20 | 76.99 | 83.11 | 110 | 143.75 | 203.49 | 52 | Sponges Neuro | 13702 | 63651.4275 | 588
DeRoyal Industries | Neuro Sponges | ½” x 6” | 30-301NS | Strips | No | 0.5 | 6 | Not specified | Yes | None | No | Rayon |  | https://www.deroyal.com/products/search-catalog-item/catalog-item-preview/ac-surgical-neurospongesinpattiesstrips | 200 | 10 | 20 | CS | DeRoyal Industries | 30301NS | DeRoyal Industries | 30301NS | SPNG NEURO .5X6 XR 10/PK | CS |  | 308 | 308 | 308 | 308 | 308 | 1 | Sponges Neuro | 13702 | 1232 | 4
DeRoyal Industries | Neuro Sponges | 1” x 6” | 30-302 | Strips | No | 1 | 6 | Not specified | Yes | None | Yes | Rayon |  | https://www.deroyal.com/products/search-catalog-item/catalog-item-preview/ac-surgical-neurospongesinpattiesstrips | 200 | 10 | 20 | CS | DeRoyal Industries | 30302 | DeRoyal Industries | 30302 | SPONGE NEURO STRP 1X6IN | CS | 20 | 79.68 | 83.82 | 115 | 171.34 | 209.13 | 35 | Sponges Neuro | 13702 | 24539.44 | 237
DeRoyal Industries | Neuro Sponges | 1” x 6” | 30-302NS | Strips | No | 1 | 6 | Not specified | Yes | None | No | Rayon |  | https://www.deroyal.com/products/search-catalog-item/catalog-item-preview/ac-surgical-neurospongesinpattiesstrips | 200 | 10 | 20 | CS
DeRoyal Industries | Neuro Sponges | ¾” x 6” | 30-303 | Strips | No | 0.75 | 6 | Not specified | Yes | None | Yes | Rayon |  | https://www.deroyal.com/products/search-catalog-item/catalog-item-preview/ac-surgical-neurospongesinpattiesstrips | 200 | 10 | 20 | CS | DeRoyal Industries | 30303 | DeRoyal Industries | 30303 | STRIPSURGICAL 3/4X6 | CS | 20 | 79.6 | 105.35 | 108.04 | 143.34 | 151.7 | 18 | Sponges Neuro | 13702 | 12991.04 | 120
DeRoyal Industries | Neuro Sponges | ¾” x 6” | 30-303NS | Strips | No | 0.75 | 6 | Not specified | Yes | None | No | Rayon |  | https://www.deroyal.com/products/search-catalog-item/catalog-item-preview/ac-surgical-neurospongesinpattiesstrips | 200 | 10 | 20 | CS
DeRoyal Industries | Neuro Sponges | 1½” x 6” | 30-304 | Strips | No | 1.5 | 6 | Not specified | Yes | None | Yes | Rayon |  | https://www.deroyal.com/products/search-catalog-item/catalog-item-preview/ac-surgical-neurospongesinpattiesstrips | 200 | 10 | 20 | CS | DeRoyal Industries | 30304 | DeRoyal Industries | 30304 | STRIPS 1 1/2 X 6 30-304 | CS |  | 79 | 89.19 | 115 | 132.25 | 171.35 | 8 | Sponges Neuro | 13702 | 3107.1 | 24
DeRoyal Industries | Neuro Sponges | 1½” x 6” | 30-304NS | Strips | No | 1.5 | 6 | Not specified | Yes | None | No | Rayon |  | https://www.deroyal.com/products/search-catalog-item/catalog-item-preview/ac-surgical-neurospongesinpattiesstrips | 200 | 10 | 20 | CS
DeRoyal Industries | Neuro Sponges | 3” x 6” | 30-305 | Strips | No | 3 | 6 | Not specified | Yes | None | Yes | Rayon |  | https://www.deroyal.com/products/search-catalog-item/catalog-item-preview/ac-surgical-neurospongesinpattiesstrips | 200 | 10 | 20 | CS | DeRoyal Industries | 30305 | DeRoyal Industries | 30305 | SPONGE SURGICAL STRIP NEUROLOGY PLIABLE XRAY DETECTABLE LOCATOR STRING COUNTING CARD RAYON FIBERS LATEX FREE STERILE 3X6IN | CS | 20 | 87.4 | 115 | 129.95 | 171.35 | 171.35 | 6 | Sponges Neuro | 13702 | 3706.45 | 24
DeRoyal Industries | Neuro Sponges | 3” x 6” | 30-305NS | Strips | No | 3 | 6 | Not specified | Yes | None | No | Rayon |  | https://www.deroyal.com/products/search-catalog-item/catalog-item-preview/ac-surgical-neurospongesinpattiesstrips | 200 | 10 | 20 | CS
DeRoyal Industries | Neuro Sponges | 2” x 6” | 30-306 | Strips | No | 2 | 6 | Not specified | Yes | None | Yes | Rayon |  | https://www.deroyal.com/products/search-catalog-item/catalog-item-preview/ac-surgical-neurospongesinpattiesstrips | 200 | 10 | 20 | CS | DeRoyal Industries | 30306 | DeRoyal Industries | 30306 | STR NEURO SPNG 2X6 | CS | 20 | 97.53 | 97.53 | 97.53 | 198.07 | 198.07 | 4 | Sponges Neuro | 13702 | 2838.38 | 16
DeRoyal Industries | Neuro Sponges | 2” x 6” | 30-306NS | Strips | No | 2 | 6 | Not specified | Yes | None | No | Rayon |  | https://www.deroyal.com/products/search-catalog-item/catalog-item-preview/ac-surgical-neurospongesinpattiesstrips | 200 | 10 | 20 | CS
DeRoyal Industries | Neuro Sponges | 3½” x 6” | 30-307 | Strips | No | 3.5 | 6 | Not specified | Yes | None | Yes | Rayon |  | https://www.deroyal.com/products/search-catalog-item/catalog-item-preview/ac-surgical-neurospongesinpattiesstrips | 200 | 10 | 20 | CS | DeRoyal Industries | 30307 | DeRoyal Industries | 30307 | SPONGE SURGICAL RAYON FIBER L6 IN X W3.5 IN NEUROLOGICAL STERILE LATEX FREE | CS |  | 92.89 | 129.95 | 129.95 | 129.95 | 171.35 | 6 | Sponges Neuro | 13702 | 1898.13 | 15
DeRoyal Industries | Neuro Sponges | 3½” x 6” | 30-307NS | Strips | No | 3.5 | 6 | Not specified | Yes | None | No | Rayon |  | https://www.deroyal.com/products/search-catalog-item/catalog-item-preview/ac-surgical-neurospongesinpattiesstrips | 200 | 10 | 20 | CS
DeRoyal Industries | Neuro Sponges | ½” x ½” | 30-054 | Patties | No | 0.5 | 0.5 | Not specified | Yes | Single | Yes | Rayon |  | https://www.deroyal.com/products/search-catalog-item/catalog-item-preview/ac-surgical-neurospongesinpattiesstrips | 200 | 10 | 20 | CS | DeRoyal Industries | 30054 | DeRoyal Industries | 30054 | Sponge Surgical L.5Xw.5In Pattie High Quality Xray Detectable Latex Free Sterile | CS | 200 | 68.29 | 79.48 | 85.06 | 88.82 | 128.57 | 177 | Sponges Neuro | 13702 | 221077.5411 | 2642
DeRoyal Industries | Neuro Sponges | ½” x ½” | 30-054NS | Patties | No | 0.5 | 0.5 | Not specified | Yes | Single | No | Rayon |  | https://www.deroyal.com/products/search-catalog-item/catalog-item-preview/ac-surgical-neurospongesinpattiesstrips | 200 | 10 | 20 | CS | DeRoyal Industries | 30054NS | DeRoyal Industries | 30054 | Sponge Surgical L.5Xw.5In Pattie High Quality Xray Detectable Latex Free Sterile | CS | 200 | 68.29 | 79.48 | 85.06 | 88.82 | 128.57 | 177 | Sponges Neuro | 13702 | 221077.5411 | 2642
DeRoyal Industries | Neuro Sponges | ½” x 1” | 30-055 | Patties | No | 0.5 | 1 | Not specified | Yes | Single | Yes | Rayon |  | https://www.deroyal.com/products/search-catalog-item/catalog-item-preview/ac-surgical-neurospongesinpattiesstrips | 200 | 10 | 20 | CS | DeRoyal Industries | 30055 | DeRoyal Industries | 30055 | SPONGE NEURO PATTY RDPQ CTND STRNG LF STRL .5 X 1IN | CS | 20 | 69.4 | 91.41 | 141.09 | 166.88 | 257.76 | 105 | Sponges Neuro | 13702 | 87676.8963 | 719
DeRoyal Industries | Neuro Sponges | ½” x 1” | 30-055NS | Patties | No | 0.5 | 1 | Not specified | Yes | Single | No | Rayon |  | https://www.deroyal.com/products/search-catalog-item/catalog-item-preview/ac-surgical-neurospongesinpattiesstrips | 200 | 10 | 20 | CS | DeRoyal Industries | 30055NS | DeRoyal Industries | 30055NS | SPNG NEURO .5X1 XR 10/PK | CS |  | 298 | 298 | 298 | 298 | 298 | 1 | Sponges Neuro | 13702 | 298 | 1
DeRoyal Industries | Neuro Sponges | ½” x 1½” | 30-056 | Patties | No | 0.5 | 1.5 | Not specified | Yes | Single | Yes | Rayon |  | https://www.deroyal.com/products/search-catalog-item/catalog-item-preview/ac-surgical-neurospongesinpattiesstrips | 200 | 10 | 20 | CS | DeRoyal Industries | 30056 | DeRoyal Industries | 30056 | COTTONOIDS 1/2 X 1 1/2 | CS | 20 | 72.87 | 73.2 | 79.48 | 177 | 276.33 | 55 | Sponges Neuro | 13702 | 47593.4074 | 388
DeRoyal Industries | Neuro Sponges | ½” x 1½” | 30-056NS | Patties | No | 0.5 | 1.5 | Not specified | Yes | Single | No | Rayon |  | https://www.deroyal.com/products/search-catalog-item/catalog-item-preview/ac-surgical-neurospongesinpattiesstrips | 200 | 10 | 20 | CS
DeRoyal Industries | Neuro Sponges | ½” x 3” | 30-057 | Patties | No | 0.5 | 3 | Not specified | Yes | Single | Yes | Rayon |  | https://www.deroyal.com/products/search-catalog-item/catalog-item-preview/ac-surgical-neurospongesinpattiesstrips | 200 | 10 | 20 | CS | DeRoyal Industries | 30057 | AMD Medicom USA | 30057 | SPONGE NEURO 1/2 X 3IN | CS | 20 | 69.13 | 85.04 | 88.43 | 143.6 | 220.84 | 138 | Sponges Neuro | 13702 | 197921.8502 | 2121
DeRoyal Industries | Neuro Sponges | ½” x 3” | 30-057NS | Patties | No | 0.5 | 3 | Not specified | Yes | Single | No | Rayon |  | https://www.deroyal.com/products/search-catalog-item/catalog-item-preview/ac-surgical-neurospongesinpattiesstrips | 200 | 10 | 20 | CS | DeRoyal Industries | 30057NS | DeRoyal Industries | 30057NS | SPNG NEURO .5X3 XR 10/PK | CS |  | 291.67 | 291.67 | 291.67 | 573.65 | 573.65 | 2 | Sponges Neuro | 13702 | 1730.64 | 4
DeRoyal Industries | Neuro Sponges | ¾” x ¾” | 30-058 | Patties | No | 0.75 | 0.75 | Not specified | Yes | Single | Yes | Rayon |  | https://www.deroyal.com/products/search-catalog-item/catalog-item-preview/ac-surgical-neurospongesinpattiesstrips | 200 | 10 | 20 | CS | DeRoyal Industries | 30058 | DeRoyal Industries | 30058 | SPONGE NEURO PATTIE 34X34IN | CS | 200 | 71.48 | 83.09 | 111.97 | 166.88 | 233.98 | 47 | Sponges Neuro | 13702 | 32811.3124 | 344
DeRoyal Industries | Neuro Sponges | ¾” x ¾” | 30-058NS | Patties | No | 0.75 | 0.75 | Not specified | Yes | Single | No | Rayon |  | https://www.deroyal.com/products/search-catalog-item/catalog-item-preview/ac-surgical-neurospongesinpattiesstrips | 200 | 10 | 20 | CS | DeRoyal Industries | 30058NS | DeRoyal Industries | 30058NS | SPNG NEURO .75X.75 XR 10/PK | CS |  | 298 | 298 | 298 | 298 | 298 | 1 | Sponges Neuro | 13702 | 596 | 2
DeRoyal Industries | Neuro Sponges | 1” x 1” | 30-059 | Patties | No | 1 | 1 | Not specified | Yes | Single | Yes | Rayon |  | https://www.deroyal.com/products/search-catalog-item/catalog-item-preview/ac-surgical-neurospongesinpattiesstrips | 200 | 10 | 20 | CS | DeRoyal Industries | 30059 | DeRoyal Industries | 30059 | SPONGE COTTONOID 1 x 1 | CS | 200 | 55.8 | 85.04 | 88.43 | 133.19 | 231.99 | 109 | Sponges Neuro | 13702 | 81131.0316 | 799
DeRoyal Industries | Neuro Sponges | 1” x 1” | 30-059NS | Patties | No | 1 | 1 | Not specified | Yes | Single | No | Rayon |  | https://www.deroyal.com/products/search-catalog-item/catalog-item-preview/ac-surgical-neurospongesinpattiesstrips | 200 | 10 | 20 | CS
DeRoyal Industries | Neuro Sponges | 1” x 3” | 30-060 | Patties | No | 1 | 3 | Not specified | Yes | Single | Yes | Rayon |  | https://www.deroyal.com/products/search-catalog-item/catalog-item-preview/ac-surgical-neurospongesinpattiesstrips | 200 | 10 | 20 | CS | DeRoyal Industries | 30060 | DeRoyal Industries | 30060 | SPONGE NEURO PATTY RDPQ CTND STRNG LF STRL 1 X 3IN | CS | 20 | 55.12 | 78.63 | 85.04 | 120.09 | 200 | 120 | Sponges Neuro | 13702 | 52775.4433 | 567
DeRoyal Industries | Neuro Sponges | 1” x 3” | 30-060NS | Patties | No | 1 | 3 | Not specified | Yes | Single | No | Rayon |  | https://www.deroyal.com/products/search-catalog-item/catalog-item-preview/ac-surgical-neurospongesinpattiesstrips | 200 | 10 | 20 | CS
DeRoyal Industries | Neuro Sponges | 1½” x 1½” | 30-061 | Patties | No | 1.5 | 1.5 | Not specified | Yes | Single | Yes | Rayon |  | https://www.deroyal.com/products/search-catalog-item/catalog-item-preview/ac-surgical-neurospongesinpattiesstrips | 200 | 10 | 20 | CS
DeRoyal Industries | Neuro Sponges | 1½” x 1½” | 30-061NS | Patties | No | 1.5 | 1.5 | Not specified | Yes | Single | No | Rayon |  | https://www.deroyal.com/products/search-catalog-item/catalog-item-preview/ac-surgical-neurospongesinpattiesstrips | 200 | 10 | 20 | CS
DeRoyal Industries | Neuro Sponges | 3” x 3” | 30-063 | Patties | No | 3 | 3 | Not specified | Yes | Single | Yes | Rayon |  | https://www.deroyal.com/products/search-catalog-item/catalog-item-preview/ac-surgical-neurospongesinpattiesstrips | 200 | 10 | 20 | CS | DeRoyal Industries | 30063 | DeRoyal Industries | 30063 | SPONGE NEURO SURGICAL PATTY STRL 3 X 3IN | CS | 20 | 95.25 | 108.47 | 114 | 176.65 | 219.79 | 6 | Sponges Neuro | 13702 | 1402.67 | 10
DeRoyal Industries | Neuro Sponges | 3” x 3” | 30-063NS | Patties | No | 3 | 3 | Not specified | Yes | Single | No | Rayon |  | https://www.deroyal.com/products/search-catalog-item/catalog-item-preview/ac-surgical-neurospongesinpattiesstrips | 200 | 10 | 20 | CS
DeRoyal Industries | Neuro Sponges | ¼” x 1½” | 30-067 | Patties | No | 0.25 | 1.5 | Not specified | Yes | Single | Yes | Rayon |  | https://www.deroyal.com/products/search-catalog-item/catalog-item-preview/ac-surgical-neurospongesinpattiesstrips | 200 | 10 | 20 | CS | DeRoyal Industries | 30067 | DeRoyal Industries | 30067 | SPONGE NEURO 1/4X1.5IN | CS | 20 | 100.31 | 117.93 | 170.2 | 281.01 | 285.21 | 7 | Sponges Neuro | 13702 | 4186.92 | 29
DeRoyal Industries | Neuro Sponges | ¼” x 1½” | 30-067NS | Patties | No | 0.25 | 1.5 | Not specified | Yes | Single | No | Rayon |  | https://www.deroyal.com/products/search-catalog-item/catalog-item-preview/ac-surgical-neurospongesinpattiesstrips | 200 | 10 | 20 | CS
DeRoyal Industries | Neuro Sponges | ½” x 2” | 30-068 | Patties | No | 0.5 | 2 | Not specified | Yes | Single | Yes | Rayon |  | https://www.deroyal.com/products/search-catalog-item/catalog-item-preview/ac-surgical-neurospongesinpattiesstrips | 200 | 10 | 20 | CS | DeRoyal Industries | 30068 | DeRoyal Industries | 30068 | SPONGE NEURO PATTY RDPQ CTND STRNG LF STRL .5 X 2IN | CS | 20 | 69.4 | 112 | 142.89 | 167.1712 | 219.21 | 44 | Sponges Neuro | 13702 | 36716.7148 | 268
DeRoyal Industries | Neuro Sponges | ½” x 2” | 30-068NS | Patties | No | 0.5 | 2 | Not specified | Yes | Single | No | Rayon |  | https://www.deroyal.com/products/search-catalog-item/catalog-item-preview/ac-surgical-neurospongesinpattiesstrips | 200 | 10 | 20 | CS
DeRoyal Industries | Neuro Sponges | ¼” x 3” | 30-069 | Patties | No | 0.25 | 3 | Not specified | Yes | Single | Yes | Rayon |  | https://www.deroyal.com/products/search-catalog-item/catalog-item-preview/ac-surgical-neurospongesinpattiesstrips | 200 | 10 | 20 | CS | DeRoyal Industries | 30069 | DeRoyal Industries | 30069 | SPONGE NEURO PATTIE .25X3IN | CS | 20 | 94.65 | 134.93 | 149.63 | 201.05 | 261.35 | 25 | Sponges Neuro | 13702 | 23921.17 | 139
DeRoyal Industries | Neuro Sponges | ¼” x 3” | 30-069NS | Patties | No | 0.25 | 3 | Not specified | Yes | Single | No | Rayon |  | https://www.deroyal.com/products/search-catalog-item/catalog-item-preview/ac-surgical-neurospongesinpattiesstrips | 200 | 10 | 20 | CS
DeRoyal Industries | Neuro Sponges | ¾” x 3” | 30-072 | Patties | No | 0.75 | 3 | Not specified | Yes | Single | Yes | Rayon |  | https://www.deroyal.com/products/search-catalog-item/catalog-item-preview/ac-surgical-neurospongesinpattiesstrips | 200 | 10 | 20 | CS | DeRoyal Industries | 30072 | DeRoyal Industries | 30072 | Tape Measure 36 in. Paper N/S | CS |  | 81.83 | 81.83 | 81.89 | 156.45 | 156.45 | 3 | Sponges Neuro | 13702 | 1369.9 | 14
DeRoyal Industries | Neuro Sponges | ¼” x ¼” | 30-154 | Patties | No | 0.25 | 0.25 | Not specified | Yes | Single | Yes | Rayon |  | https://www.deroyal.com/products/search-catalog-item/catalog-item-preview/ac-surgical-neurospongesinpattiesstrips | 200 | 10 | 20 | CS | DeRoyal Industries | 30154 | DeRoyal Industries | 30154 | 1/4X1/4 NEURO SPONGE | CS | 200 | 87.33 | 93.9 | 137.55 | 203.68 | 273.26 | 110 | Sponges Neuro | 13702 | 65612.47 | 488
DeRoyal Industries | Neuro Sponges | ¼” x ¼” | 30-154NS | Patties | No | 0.25 | 0.25 | Not specified | Yes | Single | No | Rayon |  | https://www.deroyal.com/products/search-catalog-item/catalog-item-preview/ac-surgical-neurospongesinpattiesstrips | 200 | 10 | 20 | CS
First Aid Bandage Co | Neutec Neurological Sponges | 1/4" X 1/4" Patties (6.4mm X 6.4mm) | 35500010 | Patties | No | 0.25 | 0.25 | Not specified | Yes | Single | Yes | Rayon |  | https://fabco.net/product/neuro-patties/ | 200 | 10 | 20 | BX | First Aid Bandage Co | 35500010 | Unknown | Unknown | 1/4? X 1/4? Patties (6.4mm X 6.4mm) | BX |  | 228.56 | 228.56 | 228.56 | 228.56 | 228.56 | 1 | Sponges Neuro | 13702 | 457.12 | 2
First Aid Bandage Co | Neutec Neurological Sponges | 1/4" X 1-1/2" Patties (6.4mm X 38.1mm) | 35500410 | Patties | No | 0.25 | 1.5 | Not specified | Yes | Single | Yes | Rayon |  | https://fabco.net/product/neuro-patties/ | 200 | 10 | 20 | BX
First Aid Bandage Co | Neutec Neurological Sponges | 1/4" X 3" Patties (6.4mm X 76.2mm) | 35500610 | Patties | No | 0.25 | 3 | Not specified | Yes | Single | Yes | Rayon |  | https://fabco.net/product/neuro-patties/ | 200 | 10 | 20 | BX | First Aid Bandage Co | 35500610 | Unknown | Unknown | Fabco, 1/2 x 3 Ref#35500610 | BX |  | 326.52 | 326.52 | 326.52 | 326.52 | 326.52 | 1 | Sponges Neuro | 13702 | 653.04 | 2
First Aid Bandage Co | Neutec Neurological Sponges | 1/2" X 1/2" Patties (12.7mm X 12.7mm) | 35501110 | Patties | No | 0.5 | 0.5 | Not specified | Yes | Single | Yes | Rayon |  | https://fabco.net/product/neuro-patties/ | 200 | 10 | 20 | BX
First Aid Bandage Co | Neutec Neurological Sponges | 1/2" X 1-1/2" Patties (12.7mm X 38.1mm) | 35501310 | Patties | No | 0.5 | 1.5 | Not specified | Yes | Single | Yes | Rayon |  | https://fabco.net/product/neuro-patties/ | 200 | 10 | 20 | BX
First Aid Bandage Co | Neutec Neurological Sponges | 1/2" X 2" Patties (12.7mm X 50.8mm) | 35501510 | Patties | No | 0.5 | 2 | Not specified | Yes | Single | Yes | Rayon |  | https://fabco.net/product/neuro-patties/ | 200 | 10 | 20 | BX | First Aid Bandage Co | 35501510 | Unknown | Unknown | .5 x 1.5 NEURO, 20 PCH/CS, STE | BX |  | 176.3 | 176.3 | 176.3 | 176.3 | 176.3 | 1 | Sponges Neuro | 13702 | 881.5 | 5
First Aid Bandage Co | Neutec Neurological Sponges | 1/2" X 3" Patties (12.7mm X 76.2mm) | 35501610 | Patties | No | 0.5 | 3 | Not specified | Yes | Single | Yes | Rayon |  | https://fabco.net/product/neuro-patties/ | 200 | 10 | 20 | BX
First Aid Bandage Co | Neutec Neurological Sponges | 3/4" X 3/4" Patties (19.1mm X 19.1mm) | 35502210 | Patties | No | 0.75 | 0.75 | Not specified | Yes | Single | Yes | Rayon |  | https://fabco.net/product/neuro-patties/ | 200 | 10 | 20 | BX
First Aid Bandage Co | Neutec Neurological Sponges | 3/4" X 3" Patties (19.1mm X 76.2mm) | 35502610 | Patties | No | 0.75 | 3 | Not specified | Yes | Single | Yes | Rayon |  | https://fabco.net/product/neuro-patties/ | 200 | 10 | 20 | BX
First Aid Bandage Co | Neutec Neurological Sponges | 1" X 1" Patties (25.4mm X 25.4mm) | 35503310 | Patties | No | 1 | 1 | Not specified | Yes | Single | Yes | Rayon |  | https://fabco.net/product/neuro-patties/ | 200 | 10 | 20 | BX
First Aid Bandage Co | Neutec Neurological Sponges | 1" X 3" Patties (25.4mm X 76.2mm) | 35503610 | Patties | No | 1 | 3 | Not specified | Yes | Single | Yes | Rayon |  | https://fabco.net/product/neuro-patties/ | 200 | 10 | 20 | BX | First Aid Bandage Co | 35503610 | Unknown | Unknown | 1x3 neuro patties | BX |  | 193.97 | 193.97 | 193.97 | 193.97 | 193.97 | 1 | Sponges Neuro | 13702 | 969.85 | 5
First Aid Bandage Co | Neutec Neurological Sponges | 1-1/2" X 1-1/2" Patties (38.1mm X 38.1mm) | 35504410 | Patties | No | 1.5 | 1.5 | Not specified | Yes | Single | Yes | Rayon |  | https://fabco.net/product/neuro-patties/ | 200 | 10 | 20 | BX | First Aid Bandage Co | 35504410 | Unknown | Unknown | 1.5 x 1.5 NEURO, 20 PCH/CS, ST | BX |  | 193.97 | 193.97 | 193.97 | 193.97 | 193.97 | 1 | Sponges Neuro | 13702 | 969.85 | 5
First Aid Bandage Co | Neutec Neurological Sponges | 1-1/2" X 3" Patties (38.1mm X 76.2mm) | 35504610 | Patties | No | 1.5 | 3 | Not specified | Yes | Single | Yes | Rayon |  | https://fabco.net/product/neuro-patties/ | 200 | 10 | 20 | BX | First Aid Bandage Co | 35504610 | Unknown | Unknown | 1.5 x 3 NEURO, 20 PCH/CS, STER | BX |  | 193.97 | 193.97 | 193.97 | 193.97 | 193.97 | 1 | Sponges Neuro | 13702 | 969.85 | 5
First Aid Bandage Co | Neutec Neurological Sponges | 3" X 3" Patties (6.4mm X 6.4mm) | 35506610 | Patties | No | 3 | 3 | Not specified | Yes | Single | Yes | Rayon |  | https://fabco.net/product/neuro-patties/ | 200 | 10 | 20 | BX
First Aid Bandage Co | Neutec Neurological Sponges | 1/4″ X 6″ Strips (6.4mm X 152.4mm) | 35520810 | Strips | No | 0.25 | 6 | Not specified | Yes | None | Yes | Rayon |  | https://fabco.net/product/neuro-strips/ | 200 | 10 | 20 | BX
First Aid Bandage Co | Neutec Neurological Sponges | 1/2″ X 6″ Strips (12.7mm X 152.4mm) | 35521810 | Strips | No | 0.5 | 6 | Not specified | Yes | None | Yes | Rayon |  | https://fabco.net/product/neuro-strips/ | 200 | 10 | 20 | BX
First Aid Bandage Co | Neutec Neurological Sponges | 3/4″ X 6″ Strips (19.1mm X 152.4mm) | 35522810 | Strips | No | 0.75 | 6 | Not specified | Yes | None | Yes | Rayon |  | https://fabco.net/product/neuro-strips/ | 200 | 10 | 20 | BX
First Aid Bandage Co | Neutec Neurological Sponges | 1″ X 6″ Strips (25.4mm X 152.4mm) | 35523810 | Strips | No | 1 | 6 | Not specified | Yes | None | Yes | Rayon |  | https://fabco.net/product/neuro-strips/ | 200 | 10 | 20 | BX
First Aid Bandage Co | Neutec Neurological Sponges | 1-1/2″ X 6″ Strips (38.1mm X 152.4mm) | 35524810 | Strips | No | 1.5 | 6 | Not specified | Yes | None | Yes | Rayon |  | https://fabco.net/product/neuro-strips/ | 200 | 10 | 20 | BX
First Aid Bandage Co | Neutec Neurological Sponges | 2″ X 6″ Strips (50.8mm X 152.4mm) | 35525810 | Strips | No | 2 | 6 | Not specified | Yes | None | Yes | Rayon |  | https://fabco.net/product/neuro-strips/ | 200 | 10 | 20 | BX
First Aid Bandage Co | Neutec Neurological Sponges | 3″ X 6″ Strips (76.2mm X 152.4mm) | 35526810 | Strips | No | 3 | 6 | Not specified | Yes | None | Yes | Rayon |  | https://fabco.net/product/neuro-strips/ | 200 | 10 | 20 | BX
First Aid Bandage Co | Neutec Neurological Sponges | 3-1/2″ X 6″ Strips (88.9mm X 152.4mm) | 35529810 | Strips | No | 3.5 | 6 | Not specified | Yes | None | Yes | Rayon |  | https://fabco.net/product/neuro-strips/ | 200 | 10 | 20 | BX
Integra LifeSciences | Codman Bulk Surgical Patties | X-Ray Detectable, 1/2" x 1/2" (1.27cm x 1.27cm) | 245404 | Patties | No | 0.5 | 0.5 | Not specified | Yes | Not specified | Yes | Not specified |  | https://products.integralife.com/codman-bulk-surgical-patties/product/neuro-essentials-patties-codman-bulk-surgical-patties | Not specified | Not specified | Not specified | Not specified
Integra LifeSciences | Codman Bulk Surgical Patties | X-Ray Detectable, 3/4" x 3/4" (1.91cm x 1.91cm) | 245405 | Patties | No | 0.75 | 0.75 | Not specified | Yes | Not specified | Yes | Not specified |  | https://products.integralife.com/codman-bulk-surgical-patties/product/neuro-essentials-patties-codman-bulk-surgical-patties | Not specified | Not specified | Not specified | Not specified
Integra LifeSciences | Codman Bulk Surgical Patties | X-Ray Detectable, 1/2" x 1" (1.27cm x 2.54cm) | 245406 | Patties | No | 0.5 | 1 | Not specified | Yes | Not specified | Yes | Not specified |  | https://products.integralife.com/codman-bulk-surgical-patties/product/neuro-essentials-patties-codman-bulk-surgical-patties | Not specified | Not specified | Not specified | Not specified
Integra LifeSciences | Codman Bulk Surgical Patties | X-Ray Detectable, 1" x 1" (2.54cm x 2.54cm) | 245407 | Patties | No | 1 | 1 | Not specified | Yes | Not specified | Yes | Not specified |  | https://products.integralife.com/codman-bulk-surgical-patties/product/neuro-essentials-patties-codman-bulk-surgical-patties | Not specified | Not specified | Not specified | Not specified
Integra LifeSciences | Codman Bulk Surgical Patties | X-Ray Detectable, 1/2" x 1 1/2" (1.27cm x 3.81cm) | 245408 | Patties | No | 0.5 | 1.5 | Not specified | Yes | Not specified | Yes | Not specified |  | https://products.integralife.com/codman-bulk-surgical-patties/product/neuro-essentials-patties-codman-bulk-surgical-patties | Not specified | Not specified | Not specified | Not specified
Integra LifeSciences | Codman Bulk Surgical Patties | X-Ray Detectable, 1/2" x 2" (1.27cm x 5.08cm) | 245410 | Patties | No | 0.5 | 2 | Not specified | Yes | Not specified | Yes | Not specified |  | https://products.integralife.com/codman-bulk-surgical-patties/product/neuro-essentials-patties-codman-bulk-surgical-patties | Not specified | Not specified | Not specified | Not specified
Integra LifeSciences | Codman Bulk Surgical Patties | X-Ray Detectable, 1/2" x 3" (1.27cm x 7.62cm) | 245411 | Patties | No | 0.5 | 3 | Not specified | Yes | Not specified | Yes | Not specified |  | https://products.integralife.com/codman-bulk-surgical-patties/product/neuro-essentials-patties-codman-bulk-surgical-patties | Not specified | Not specified | Not specified | Not specified
Integra LifeSciences | Codman Bulk Surgical Patties | X-Ray Detectable, 1" x 3" (2.54cm x 7.62cm) | 245412 | Patties | No | 1 | 3 | Not specified | Yes | Not specified | Yes | Not specified |  | https://products.integralife.com/codman-bulk-surgical-patties/product/neuro-essentials-patties-codman-bulk-surgical-patties | Not specified | Not specified | Not specified | Not specified
Integra LifeSciences | Codman Bulk Surgical Patties | X-Ray Detectable, 3" x 3" (7.62cm x 7.62cm) | 245413 | Patties | No | 3 | 3 | Not specified | Yes | Not specified | Yes | Not specified |  | https://products.integralife.com/codman-bulk-surgical-patties/product/neuro-essentials-patties-codman-bulk-surgical-patties | Not specified | Not specified | Not specified | Not specified
Integra LifeSciences | Codman Surgical Patties | Codman Surgical Patties (Sterile, X-ray Detectable) 10 patties/package, 20 packages/dispenser box | 80-1396 | Patties round | No | 0.3125 | 0.3125 | Not specified | Yes | Single | Yes | Cottonoid; Rayon |  | https://products.integralife.com/codman-surgical-patties/product/neuro-essentials-patties-codman-surgical-patties | 200 | 10 | 20 | BX
Integra LifeSciences | Codman Surgical Patties | Codman Surgical Patties (Sterile, X-ray Detectable) 10 patties/package, 20 packages/dispenser box | 80-1397 | Patties | No | 0.25 | 1.5 | Not specified | Yes | Single | Yes | Cottonoid; Rayon |  | https://products.integralife.com/codman-surgical-patties/product/neuro-essentials-patties-codman-surgical-patties | 200 | 10 | 20 | BX
Integra LifeSciences | Codman Surgical Patties | Codman Surgical Patties (Sterile, X-ray Detectable) 10 patties/package, 20 packages/dispenser box | 80-1398 | Patties | No | 0.25 | 3 | Not specified | Yes | Single | Yes | Cottonoid; Rayon |  | https://products.integralife.com/codman-surgical-patties/product/neuro-essentials-patties-codman-surgical-patties | 200 | 10 | 20 | BX | Integra LifeSciences | 801398 | Integra LifeSciences | 801398 | SPONGE SURGICAL L3 IN X W1.25 IN NEURO PATTIES XRAY STRIP 1 STRING STERILE | BX |  | 411.84 | 411.84 | 411.84 | 411.84 | 411.84 | 1 | Sponges Neuro | 13702 | 411.84 | 1
Integra LifeSciences | Codman Surgical Patties | Codman Surgical Patties (Sterile, X-ray Detectable) 10 patties/package, 20 packages/dispenser box | 80-1399 | Patties | No | 0.25 | 0.25 | Not specified | Yes | Single | Yes | Cottonoid; Rayon |  | https://products.integralife.com/codman-surgical-patties/product/neuro-essentials-patties-codman-surgical-patties | 200 | 10 | 20 | BX | Integra LifeSciences | 801399 | Integra LifeSciences | 801399 | SPONGE SURGICAL .25X.25IN ABSORBENT PRECISION CUT RADIOPAQUE | PK | 200 | 8.18 | 10.1517 | 10.1517 | 10.1517 | 12.44 | 5 | Sponges Neuro | 13702 | 28746.3297 | 2835
Integra LifeSciences | Codman Surgical Patties | Codman Surgical Patties (Sterile, X-ray Detectable) 10 patties/package, 20 packages/dispenser box | 80-1400 | Patties | No | 0.25 | 0.25 | Not specified | Yes | Single | Yes | Cottonoid; Rayon |  | https://products.integralife.com/codman-surgical-patties/product/neuro-essentials-patties-codman-surgical-patties | 200 | 10 | 20 | BX | Integra LifeSciences | 801400 | Integra LifeSciences | 801400 | SPONGE NEURO PATTY CODM .5X.5 SPONGE PATTIE 1/2 IN X 1/2 IN X-RAY STRUNG WHITE | BX | 200 | 7.08 | 7.08 | 7.08 | 7.08 | 7.08 | 1 | Sponges Neuro | 13702 | 7.08 | 1
Integra LifeSciences | Codman Surgical Patties | Codman Surgical Patties (Sterile, X-ray Detectable) 10 patties/package, 20 packages/dispenser box | 80-1401 | Patties | No | 0.75 | 0.75 | Not specified | Yes | Single | Yes | Cottonoid; Rayon |  | https://products.integralife.com/codman-surgical-patties/product/neuro-essentials-patties-codman-surgical-patties | 200 | 10 | 20 | BX | Integra LifeSciences | 801401 | Integra LifeSciences | 801401 | PATTIE 80-1401 NEURAY SURG 3/4 X 3/4 20/BX | CS | 20 | 111.8 | 112.63 | 167.83 | 268.76 | 343 | 22 | Sponges Neuro | 13702 | 19459.91 | 79
Integra LifeSciences | Codman Surgical Patties | Codman Surgical Patties (Sterile, X-ray Detectable) 10 patties/package, 20 packages/dispenser box | 80-1402 | Patties | No | 0.5 | 1 | Not specified | Yes | Single | Yes | Cottonoid; Rayon |  | https://products.integralife.com/codman-surgical-patties/product/neuro-essentials-patties-codman-surgical-patties | 200 | 10 | 20 | BX | Integra LifeSciences | 801402 | Integra LifeSciences | 801402 | SPONGE SURGICAL L1XW.5IN PATTIES XRAY DETACHABLE NEUROLOGY | BX |  | 357 | 357 | 357 | 357 | 357 | 1 | Sponges Neuro | 13702 | 357 | 1
Integra LifeSciences | Codman Surgical Patties | Codman Surgical Patties (Sterile, X-ray Detectable) 10 patties/package, 20 packages/dispenser box | 80-1403 | Patties | No | 1 | 1 | Not specified | Yes | Single | Yes | Cottonoid; Rayon |  | https://products.integralife.com/codman-surgical-patties/product/neuro-essentials-patties-codman-surgical-patties | 200 | 10 | 20 | BX | Integra LifeSciences | 801403 | Integra LifeSciences | 801403 | SPONGE PATTIE RADOPQ 1X1IN | BX |  | 245.61 | 245.61 | 357 | 557.81 | 557.81 | 3 | Sponges Neuro | 13702 | 1160.42 | 3
Integra LifeSciences | Codman Surgical Patties | Codman Surgical Patties (Sterile, X-ray Detectable) 10 patties/package, 20 packages/dispenser box | 80-1404 | Patties | No | 0.5 | 1.5 | Not specified | Yes | Single | Yes | Cottonoid; Rayon |  | https://products.integralife.com/codman-surgical-patties/product/neuro-essentials-patties-codman-surgical-patties | 200 | 10 | 20 | BX | Integra LifeSciences | 801404 | Integra LifeSciences | 801404 | SPONGE NEURO PATTI 0.5INX1.5IN | PK | 20 | 5.82 | 5.82 | 7.39 | 7.41 | 7.41 | 4 | Sponges Neuro | 13702 | 9643.83 | 1302
Integra LifeSciences | Codman Surgical Patties | Codman Surgical Patties (Sterile, X-ray Detectable) 10 patties/package, 20 packages/dispenser box | 80-1406 | Patties | No | 0.5 | 2 | Not specified | Yes | Single | Yes | Cottonoid; Rayon |  | https://products.integralife.com/codman-surgical-patties/product/neuro-essentials-patties-codman-surgical-patties | 200 | 10 | 20 | BX | Integra LifeSciences | 801406 | Integra LifeSciences | 801406 | PTT SURG 1/2INX2IN 20 UNT | BX | 1 | 343 | 343 | 343 | 343 | 343 | 1 | Sponges Neuro | 13702 | 343 | 1
Integra LifeSciences | Codman Surgical Patties | Codman Surgical Patties (Sterile, X-ray Detectable) 10 patties/package, 20 packages/dispenser box | 80-1407 | Patties | No | 0.5 | 3 | Not specified | Yes | Single | Yes | Cottonoid; Rayon |  | https://products.integralife.com/codman-surgical-patties/product/neuro-essentials-patties-codman-surgical-patties | 200 | 10 | 20 | BX | Integra LifeSciences | 801407 | Integra LifeSciences | 801407 | CODMAN® Surgical Patties 1/2" x 3" (1.27cm x 7.62cm) | PK | 10 | 4.78 | 5.82 | 7.41 | 13.7348 | 17.85 | 17 | Sponges Neuro | 13702 | 22744.7037 | 3874
Integra LifeSciences | Codman Surgical Patties | Codman Surgical Patties (Sterile, X-ray Detectable) 10 patties/package, 20 packages/dispenser box | 80-1408 | Patties | No | 1 | 3 | Not specified | Yes | Single | Yes | Cottonoid; Rayon |  | https://products.integralife.com/codman-surgical-patties/product/neuro-essentials-patties-codman-surgical-patties | 200 | 10 | 20 | BX | Integra LifeSciences | 801408 | Integra LifeSciences | 801408 | SPONGE SURGICAL 3X1IN PRECISION CUT XRAY DETECTABLE ABSORBENCY COTTONOID SUTUREWELD STERILE LATEX FREE DISPOSABLE | BX | 20 | 470.79 | 514.71 | 514.71 | 535.71 | 535.71 | 5 | Sponges Neuro | 13702 | 53674.92 | 104
Integra LifeSciences | Codman Surgical Patties | Codman Surgical Patties (Sterile, X-ray Detectable) 10 patties/package, 20 packages/dispenser box | 80-1409 | Patties | No | 3 | 3 | Not specified | Yes | Single | Yes | Cottonoid; Rayon |  | https://products.integralife.com/codman-surgical-patties/product/neuro-essentials-patties-codman-surgical-patties | 200 | 10 | 20 | BX | Integra LifeSciences | 801409 | Integra LifeSciences | 801409 | SPONGE SURGICAL FUNNEL 3X3IN LTXFREE 1 STRING COTTONOID PATTY RADIOPQ STRL DISP | CS |  | 357 | 357 | 357 | 357 | 357 | 2 | Sponges Neuro | 13702 | 1785 | 5
Integra LifeSciences | Codman Surgical Strips | Codman Surgical Strips (Sterile, X-ray Detectable) 10 strips/package, 20 packages/dispenser box | 801449 | Strips | No | 0.125 | 6 | Not specified | Yes | None | Yes | Cottonoid; Rayon |  | https://products.integralife.com/codman-surgical-strips/product/neuro-essentials-strips-codman-surgical-strips | 200 | 10 | 20 | BX | Integra LifeSciences | 801449 | Integra LifeSciences | 801449 | ALLEGIANCE HEALTHCARE | BX |  | 396 | 396 | 396 | 396 | 396 | 1 | Sponges Neuro | 13702 | 3960 | 10
Integra LifeSciences | Codman Surgical Strips | Codman Surgical Strips (Sterile, X-ray Detectable) 10 strips/package, 20 packages/dispenser box | 801450 | Strips | No | 0.25 | 6 | Not specified | Yes | None | Yes | Cottonoid; Rayon |  | https://products.integralife.com/codman-surgical-strips/product/neuro-essentials-strips-codman-surgical-strips | 200 | 10 | 20 | BX | Integra LifeSciences | 801450 | Integra LifeSciences | 801450 | SPONGE X RAY DETECTABLE SURGICAL PATTIES STERILE DISPOSABLE 1/4X6IN | BX |  | 218.49 | 218.49 | 218.49 | 275.62 | 275.62 | 2 | Sponges Neuro | 13702 | 6393.34 | 29
Integra LifeSciences | Codman Surgical Strips | Codman Surgical Strips (Sterile, X-ray Detectable) 10 strips/package, 20 packages/dispenser box | 801451 | Strips | No | 0.5 | 6 | Not specified | Yes | None | Yes | Cottonoid; Rayon |  | https://products.integralife.com/codman-surgical-strips/product/neuro-essentials-strips-codman-surgical-strips | 200 | 10 | 20 | BX | Integra LifeSciences | 801451 | Integra LifeSciences | 801451 | STRIP SURG 1/2X6 | CS | 200 | 117.65 | 173.83 | 238 | 328.09 | 396 | 36 | Sponges Neuro | 13702 | 32444.2 | 137
Integra LifeSciences | Codman Surgical Strips | Codman Surgical Strips (Sterile, X-ray Detectable) 10 strips/package, 20 packages/dispenser box | 801452 | Strips | No | 0.75 | 6 | Not specified | Yes | None | Yes | Cottonoid; Rayon |  | https://products.integralife.com/codman-surgical-strips/product/neuro-essentials-strips-codman-surgical-strips | 200 | 10 | 20 | BX | Integra LifeSciences | 801452 | Integra LifeSciences | 801452 | SPONGE PAT XRAY DET 0.75X6IN STRL10/PK 20PK/CA | CS | 200 | 194.48 | 210.12 | 214.78 | 244.3 | 259.12 | 5 | Sponges Neuro | 13702 | 5062.91 | 25
Integra LifeSciences | Codman Surgical Strips | Codman Surgical Strips (Sterile, X-ray Detectable) 10 strips/package, 20 packages/dispenser box | 801453 | Strips | No | 1 | 6 | Not specified | Yes | None | Yes | Cottonoid; Rayon |  | https://products.integralife.com/codman-surgical-strips/product/neuro-essentials-strips-codman-surgical-strips | 200 | 10 | 20 | BX | Integra LifeSciences | 801453 | Integra LifeSciences | 801453 | SPONGE X-RAY DETECTABLE SURGICAL PATTIES STERILE 1X6IN HAND SEALER 1/2X3IN | BX |  | 173.83 | 173.83 | 173.83 | 173.83 | 173.83 | 2 | Sponges Neuro | 13702 | 1042.98 | 6
Integra LifeSciences | Codman Surgical Strips | Codman Surgical Strips (Sterile, X-ray Detectable) 10 strips/package, 20 packages/dispenser box | 801454 | Strips | No | 1.5 | 6 | Not specified | Yes | None | Yes | Cottonoid; Rayon |  | https://products.integralife.com/codman-surgical-strips/product/neuro-essentials-strips-codman-surgical-strips | 200 | 10 | 20 | BX | Integra LifeSciences | 801454 | Integra LifeSciences | 801454 | SPONGE RAD OPAQUE 1.5X6IN STER | CS | 200 | 234.75 | 234.75 | 234.75 | 274.78 | 274.78 | 2 | Sponges Neuro | 13702 | 4495.14 | 17
Integra LifeSciences | Codman Surgical Strips | Codman Surgical Strips (Sterile, X-ray Detectable) 10 strips/package, 20 packages/dispenser box | 801455 | Strips | No | 2 | 6 | Not specified | Yes | None | Yes | Cottonoid; Rayon |  | https://products.integralife.com/codman-surgical-strips/product/neuro-essentials-strips-codman-surgical-strips | 200 | 10 | 20 | BX
Integra LifeSciences | Codman Surgical Strips | Codman Surgical Strips (Sterile, X-ray Detectable) 10 strips/package, 20 packages/dispenser box | 801456 | Strips | No | 3 | 6 | Not specified | Yes | None | Yes | Cottonoid; Rayon |  | https://products.integralife.com/codman-surgical-strips/product/neuro-essentials-strips-codman-surgical-strips | 200 | 10 | 20 | BX | Integra LifeSciences | 801456 | Integra LifeSciences | 801456 | DRESSING STRIP 3X6 CODMAN SURG | CS | 20 | 199.02 | 199.02 | 199.02 | 334.27 | 396 | 4 | Sponges Neuro | 13702 | 1773.54 | 6
Integra LifeSciences | Codman Surgical Strips | Codman Surgical Strips (Sterile, X-ray Detectable) 10 strips/package, 20 packages/dispenser box | 801457 | Strips | No | 3.5 | 6 | Not specified | Yes | None | Yes | Cottonoid; Rayon |  | https://products.integralife.com/codman-surgical-strips/product/neuro-essentials-strips-codman-surgical-strips | 200 | 10 | 20 | BX | Integra LifeSciences | 801457 | Integra LifeSciences | 801457 | COTTONOID STRIP 3 1/2 X 6IN | CS | 20 | 296.65 | 296.65 | 296.65 | 296.65 | 296.65 | 1 | Sponges Neuro | 13702 | 296.65 | 1
Medline Industries LP | Medline Neuro Sponge | Sterile X-Ray Detectable Neuro Sponge, 1/4" x 1/4", 10/Pack, ITEM CURRENTLY UNAVAILABLE | NEUROSPNG02 | Patties | No | 0.25 | 0.25 | Not specified | Yes | Single | Yes | Polyester; Rayon |  | https://www.medline.com/ce/product/Medline-XRay-Detectable-Neuro-Sponges/Z05-PF07910 | 200 | 10 | 20 | CS | Medline Industries LP | NEUROSPNG02 | Medline Industries LP | NEUROSPNG02 | NEURO SPONGE X-RAY DETEC 1/4 X 1/4IN | CS |  | 105.54 | 111.84 | 127.39 | 147.85 | 225.36 | 134 | Sponges Neuro | 13702 | 94948.76 | 706
Medline Industries LP | Medline Neuro Sponge | Sterile X-Ray Detectable Neuro Sponge, 1/4" x 1/4", 10/Pack, ITEM CURRENTLY UNAVAILABLE | NEUROSPNG02H | Patties | No | 0.25 | 0.25 | Not specified | Yes | Single | Yes | Polyester; Rayon |  | https://www.medline.com/ce/product/Medline-XRay-Detectable-Neuro-Sponges/Z05-PF07910 | 10 | 10 | 1 | PK | Medline Industries LP | NEUROSPNG02H | Unknown | Unknown | X-Ray Detectable Sterile Neuro Sponge, 1/4" x 1/4", 10/Pack | PK |  | 5 | 5.33 | 5.59 | 6.46 | 7.99 | 9 | Sponges Neuro | 13702 | 1040.03 | 167
Medline Industries LP | Medline Neuro Sponge | Sterile X-Ray Detectable Neuro Sponge, 1/2" x 1/2", 10/Pack, ITEM CURRENTLY UNAVAILABLE | NEUROSPNG05 | Patties | No | 0.5 | 0.5 | Not specified | Yes | Single | Yes | Polyester; Rayon |  | https://www.medline.com/ce/product/Medline-XRay-Detectable-Neuro-Sponges/Z05-PF07910 | 200 | 10 | 20 | CS | Medline Industries LP | NEUROSPNG05 | Medline Industries LP | NEUROSPNG05 | PATTIES SURGICAL .5" X .5" NEUROSPNG05 20/CS | CS | 20 | 44.44 | 51.23 | 58.9 | 68.35 | 93.2 | 398 | Sponges Neuro | 13702 | 298210.0582 | 4918
Medline Industries LP | Medline Neuro Sponge | Sterile X-Ray Detectable Neuro Sponge, 1/2" x 1/2", 10/Pack, ITEM CURRENTLY UNAVAILABLE | NEUROSPNG05H | Patties | No | 0.5 | 0.5 | Not specified | Yes | Single | Yes | Polyester; Rayon |  | https://www.medline.com/ce/product/Medline-XRay-Detectable-Neuro-Sponges/Z05-PF07910 | 10 | 10 | 1 | PK | Medline Industries LP | NEUROSPNG05H | Medline Industries LP | NEUROSPNG05 | PATTIES SURGICAL .5" X .5" NEUROSPNG05 20/CS | PK |  | 2.22 | 2.5595 | 2.7 | 3.01 | 4.06 | 106 | Sponges Neuro | 13702 | 38890.4326 | 13936
Medline Industries LP | Medline Neuro Sponge | Sterile X-Ray Detectable Neuro Sponge, 1/2" x 1", 10/Pack, ITEM CURRENTLY UNAVAILABLE | NEUROSPNG06 | Patties | No | 0.5 | 1 | Not specified | Yes | Single | Yes | Polyester; Rayon |  | https://www.medline.com/ce/product/Medline-XRay-Detectable-Neuro-Sponges/Z05-PF07910 | 200 | 10 | 20 | CS | Medline Industries LP | NEUROSPNG06 | Medline Industries LP | NEUROSPNG06 | SPONGE SURG 1X.5IN XRAY DETECT NEURO PATTIE FLEX HIGH QUAL F | CS | 20 | 44.71 | 55.56 | 63.89 | 74.31 | 116.73 | 179 | Sponges Neuro | 13702 | 74528.197 | 1152
Medline Industries LP | Medline Neuro Sponge | Sterile X-Ray Detectable Neuro Sponge, 1/2" x 1", 10/Pack, ITEM CURRENTLY UNAVAILABLE | NEUROSPNG06H | Patties | No | 0.5 | 1 | Not specified | Yes | Single | Yes | Polyester; Rayon |  | https://www.medline.com/ce/product/Medline-XRay-Detectable-Neuro-Sponges/Z05-PF07910 | 10 | 10 | 1 | PK | Medline Industries LP | NEUROSPNG06H | Unknown | Unknown | X-Ray Detectable Sterile Neuro Sponge, 1/2" x 1", 10/Pack | PK |  | 2.51 | 2.78 | 3.33 | 3.33 | 4.26 | 11 | Sponges Neuro | 13702 | 674.8 | 200
Medline Industries LP | Medline Neuro Sponge | Sterile X-Ray Detectable Neuro Sponge, 1/2" x 1-1/2", 10/Pack, ITEM CURRENTLY UNAVAILABLE | NEUROSPNG07 | Patties | No | 0.5 | 1.5 | Not specified | Yes | Single | Yes | Polyester; Rayon |  | https://www.medline.com/ce/product/Medline-XRay-Detectable-Neuro-Sponges/Z05-PF07910 | 200 | 10 | 20 | CS | Medline Industries LP | NEUROSPNG07 | Medline Industries LP | MITQCSF104COK | Sponge Pattie XRay NEUROSPNG07 | CS |  | 50 | 56.3 | 64.75 | 75.32 | 101.22 | 170 | Sponges Neuro | 13702 | 99485.66 | 1482
Medline Industries LP | Medline Neuro Sponge | Sterile X-Ray Detectable Neuro Sponge, 1/2" x 1-1/2", 10/Pack, ITEM CURRENTLY UNAVAILABLE | NEUROSPNG07H | Patties | No | 0.5 | 1.5 | Not specified | Yes | Single | Yes | Polyester; Rayon |  | https://www.medline.com/ce/product/Medline-XRay-Detectable-Neuro-Sponges/Z05-PF07910 | 10 | 10 | 1 | PK | Medline Industries LP | NEUROSPNG07H | Unknown | Unknown | X-Ray Detectable Sterile Neuro Sponge, 1/2" x 1-1/2", 10/Pack | PK |  | 2.66 | 2.82 | 3.57 | 3.81 | 6.52 | 11 | Sponges Neuro | 13702 | 919.24 | 179
Medline Industries LP | Medline Neuro Sponge | Sterile X-Ray Detectable Neuro Sponge, 1/2" x 3", 10/Pack, ITEM CURRENTLY UNAVAILABLE | NEUROSPNG09 | Patties | No | 0.5 | 3 | Not specified | Yes | Single | Yes | Polyester; Rayon |  | https://www.medline.com/ce/product/Medline-XRay-Detectable-Neuro-Sponges/Z05-PF07910 | 200 | 10 | 20 | CS | Medline Industries LP | NEUROSPNG09 | Medline Industries LP | NEUROSPNG09 | SPONGE NEUR RADPQ 0.5X3IN STRL LF | CS | 20 | 35.81 | 52.93 | 60.87 | 70.79 | 106.44 | 507 | Sponges Neuro | 13702 | 455901.3308 | 7369
Medline Industries LP | Medline Neuro Sponge | Sterile X-Ray Detectable Neuro Sponge, 1/2" x 3", 10/Pack, ITEM CURRENTLY UNAVAILABLE | NEUROSPNG09H | Patties | No | 0.5 | 3 | Not specified | Yes | Single | Yes | Polyester; Rayon |  | https://www.medline.com/ce/product/Medline-XRay-Detectable-Neuro-Sponges/Z05-PF07910 | 10 | 10 | 1 | PK | Medline Industries LP | NEUROSPNG09H | Medline Industries LP | NEUROSPNG09 | SPONGE NEUR RADPQ 0.5X3IN STRL LF | PK |  | 2.25 | 2.6465 | 2.84 | 3.13 | 3.97 | 128 | Sponges Neuro | 13702 | 64815.5282 | 22417
Medline Industries LP | Medline Neuro Sponge | Sterile X-Ray Detectable Neuro Sponge, 3/4" x 3/4", 10/Pack, ITEM CURRENTLY UNAVAILABLE | NEUROSPNG11 | Patties | No | 0.75 | 0.75 | Not specified | Yes | Single | Yes | Polyester; Rayon |  | https://www.medline.com/ce/product/Medline-XRay-Detectable-Neuro-Sponges/Z05-PF07910 | 200 | 10 | 20 | CS | Medline Industries LP | NEUROSPNG11 | Medline Industries LP | NEUROSPNG11 | SPONGE,NEURO,.75X.75,XR,STRL,LF,10/PK | CS | 20 | 48.37 | 55.9 | 68.1 | 75.35 | 84.36 | 111 | Sponges Neuro | 13702 | 68424.23 | 998
Medline Industries LP | Medline Neuro Sponge | Sterile X-Ray Detectable Neuro Sponge, 3/4" x 3/4", 10/Pack, ITEM CURRENTLY UNAVAILABLE | NEUROSPNG11H | Patties | No | 0.75 | 0.75 | Not specified | Yes | Single | Yes | Polyester; Rayon |  | https://www.medline.com/ce/product/Medline-XRay-Detectable-Neuro-Sponges/Z05-PF07910 | 10 | 10 | 1 | PK | Medline Industries LP | NEUROSPNG11H | Unknown | Unknown | Medline NEUROSPNG11H Medline Sterile X-Ray Detectable Neuro Sponges, 0.75" x 0.75" (Pack of 10) | PK |  | 2.78 | 2.78 | 3.2 | 8.58 | 8.58 | 3 | Sponges Neuro | 13702 | 743.42 | 99
Medline Industries LP | Medline Neuro Sponge | Sterile X-Ray Detectable Neuro Sponge, 1" x 1", 10/Pack, ITEM CURRENTLY UNAVAILABLE | NEUROSPNG13 | Patties | No | 1 | 1 | Not specified | Yes | Single | Yes | Polyester; Rayon |  | https://www.medline.com/ce/product/Medline-XRay-Detectable-Neuro-Sponges/Z05-PF07910 | 200 | 10 | 20 | CS | Medline Industries LP | NEUROSPNG13 | Medline Industries LP | NEUROSPNG13 | SPONGE SURG 1X1IN STRUNG NEURO PATTIE XRAY DETECT COUNTING C | CS | 20 | 46.5 | 55.8 | 64.17 | 75.49 | 111.96 | 222 | Sponges Neuro | 13702 | 120213.65 | 1859
Medline Industries LP | Medline Neuro Sponge | Sterile X-Ray Detectable Neuro Sponge, 1" x 1", 10/Pack, ITEM CURRENTLY UNAVAILABLE | NEUROSPNG13H | Patties | No | 1 | 1 | Not specified | Yes | Single | Yes | Polyester; Rayon |  | https://www.medline.com/ce/product/Medline-XRay-Detectable-Neuro-Sponges/Z05-PF07910 | 10 | 10 | 1 | PK | Medline Industries LP | NEUROSPNG13H | Unknown | Unknown | Medline NEUROSPNG13H Medline Sterile X-Ray Detectable Neuro Sponges, 1" x 1" (Pack of 10) | PK |  | 2.79 | 2.79 | 3.34 | 3.34 | 3.57 | 9 | Sponges Neuro | 13702 | 733.26 | 234
Medline Industries LP | Medline Neuro Sponge | Sterile X-Ray Detectable Neuro Sponge, 1" x 3", 10/Pack, ITEM CURRENTLY UNAVAILABLE | NEUROSPNG14 | Patties | No | 1 | 3 | Not specified | Yes | Single | Yes | Polyester; Rayon |  | https://www.medline.com/ce/product/Medline-XRay-Detectable-Neuro-Sponges/Z05-PF07910 | 200 | 10 | 20 | CS | Medline Industries LP | NEUROSPNG14 | Medline Industries LP | NEUROSPNG14 | SPONGE NEURO X-RAY DETECT 1X3 | CS | 20 | 43.82 | 51.2 | 55.36 | 69.27 | 94.78 | 258 | Sponges Neuro | 13702 | 95656.132 | 1596
Medline Industries LP | Medline Neuro Sponge | Sterile X-Ray Detectable Neuro Sponge, 1" x 3", 10/Pack, ITEM CURRENTLY UNAVAILABLE | NEUROSPNG14H | Patties | No | 1 | 3 | Not specified | Yes | Single | Yes | Polyester; Rayon |  | https://www.medline.com/ce/product/Medline-XRay-Detectable-Neuro-Sponges/Z05-PF07910 | 10 | 10 | 1 | PK | Medline Industries LP | NEUROSPNG14H | Unknown | Unknown | SPONGE, NEURO, 1"X3",XR, STRL, LF, 10/PK | PK |  | 2.19 | 2.56 | 2.56 | 3.1 | 3.52 | 16 | Sponges Neuro | 13702 | 1940.14 | 692
OMT Medical | Neuro Patties | They are surgical compresses, absorbent; indicated for the control of hemorrhages and / or protection of delicate tissues and structures during surgery. As well as, for the absorption and drying of body fluids that limit the vision of the surgical field during surgical procedures. The Federal Law [EE. UU.] Restricts the sale of this device by order of a physician; They have a non-memory thread for easy identification / counting, because it is extremely flexible, fits the anatomical site and is perfect for tissue protection while aspirating fluids. Our Neuro Patties have an absorption rate of 4-7 times their weight [depending on the thickness]. They offer optimal viewing under the microscope. They come in 45 different shapes and 3 different thicknesses [0.35 mm; 0.45 mm and 1.40 mm]. One of the most important features is that they have a lifespan of 5 years. | K-9000 | Patties | Yes | 0.250 - 0.250 | 0.375 | 0.35 | Yes | Single | Yes | Not specified |  | https://omtmedical.com/ | 200 | 10 | 20 | BX
OMT Medical | Neuro Patties | They are surgical compresses, absorbent; indicated for the control of hemorrhages and / or protection of delicate tissues and structures during surgery. As well as, for the absorption and drying of body fluids that limit the vision of the surgical field during surgical procedures. The Federal Law [EE. UU.] Restricts the sale of this device by order of a physician; They have a non-memory thread for easy identification / counting, because it is extremely flexible, fits the anatomical site and is perfect for tissue protection while aspirating fluids. Our Neuro Patties have an absorption rate of 4-7 times their weight [depending on the thickness]. They offer optimal viewing under the microscope. They come in 45 different shapes and 3 different thicknesses [0.35 mm; 0.45 mm and 1.40 mm]. One of the most important features is that they have a lifespan of 5 years. | K-9001 | Patties | No | 0.25 | 0.25 | 0.35 | Yes | Single | Yes | Not specified |  | https://omtmedical.com/ | 200 | 10 | 20 | BX | OMT Medical | K9001 | OMT Medical | K9001 | PATTIE NEURO 1/4 X 1/4 X 1/4 IN 0.35MM SPETZLER | BX |  | 260 | 260 | 260 | 260 | 260 | 3 | Sponges Neuro | 13702 | 1560 | 6
OMT Medical | Neuro Patties | They are surgical compresses, absorbent; indicated for the control of hemorrhages and / or protection of delicate tissues and structures during surgery. As well as, for the absorption and drying of body fluids that limit the vision of the surgical field during surgical procedures. The Federal Law [EE. UU.] Restricts the sale of this device by order of a physician; They have a non-memory thread for easy identification / counting, because it is extremely flexible, fits the anatomical site and is perfect for tissue protection while aspirating fluids. Our Neuro Patties have an absorption rate of 4-7 times their weight [depending on the thickness]. They offer optimal viewing under the microscope. They come in 45 different shapes and 3 different thicknesses [0.35 mm; 0.45 mm and 1.40 mm]. One of the most important features is that they have a lifespan of 5 years. | L-9001H | Patties | No | 0.25 | 0.25 | 0.45 | Yes | Single | Yes | Not specified |  | https://omtmedical.com/ | 200 | 10 | 20 | BX
OMT Medical | Neuro Patties | They are surgical compresses, absorbent; indicated for the control of hemorrhages and / or protection of delicate tissues and structures during surgery. As well as, for the absorption and drying of body fluids that limit the vision of the surgical field during surgical procedures. The Federal Law [EE. UU.] Restricts the sale of this device by order of a physician; They have a non-memory thread for easy identification / counting, because it is extremely flexible, fits the anatomical site and is perfect for tissue protection while aspirating fluids. Our Neuro Patties have an absorption rate of 4-7 times their weight [depending on the thickness]. They offer optimal viewing under the microscope. They come in 45 different shapes and 3 different thicknesses [0.35 mm; 0.45 mm and 1.40 mm]. One of the most important features is that they have a lifespan of 5 years. | L-9001V | Patties | No | 0.25 | 0.25 | 0.45 | Yes | Single | Yes | Not specified |  | https://omtmedical.com/ | 200 | 10 | 20 | BX | OMT Medical | L9001V | Unknown | Unknown | PATTIE NEURO 1/4 X 1/4 X 1/4 IN 0.35MM SPETZLER | BX |  | 260 | 260 | 260 | 260 | 260 | 2 | Sponges Neuro | 13702 | 2340 | 9
OMT Medical | Neuro Patties | They are surgical compresses, absorbent; indicated for the control of hemorrhages and / or protection of delicate tissues and structures during surgery. As well as, for the absorption and drying of body fluids that limit the vision of the surgical field during surgical procedures. The Federal Law [EE. UU.] Restricts the sale of this device by order of a physician; They have a non-memory thread for easy identification / counting, because it is extremely flexible, fits the anatomical site and is perfect for tissue protection while aspirating fluids. Our Neuro Patties have an absorption rate of 4-7 times their weight [depending on the thickness]. They offer optimal viewing under the microscope. They come in 45 different shapes and 3 different thicknesses [0.35 mm; 0.45 mm and 1.40 mm]. One of the most important features is that they have a lifespan of 5 years. | T-9001 | Patties | No | 0.25 | 0.25 | 1.4 | Yes | Single | Yes | Not specified |  | https://omtmedical.com/ | 80 | 10 | 8 | BX
OMT Medical | Neuro Patties | They are surgical compresses, absorbent; indicated for the control of hemorrhages and / or protection of delicate tissues and structures during surgery. As well as, for the absorption and drying of body fluids that limit the vision of the surgical field during surgical procedures. The Federal Law [EE. UU.] Restricts the sale of this device by order of a physician; They have a non-memory thread for easy identification / counting, because it is extremely flexible, fits the anatomical site and is perfect for tissue protection while aspirating fluids. Our Neuro Patties have an absorption rate of 4-7 times their weight [depending on the thickness]. They offer optimal viewing under the microscope. They come in 45 different shapes and 3 different thicknesses [0.35 mm; 0.45 mm and 1.40 mm]. One of the most important features is that they have a lifespan of 5 years. | K-9004 | Patties | Yes | 0.500 - 0.250 | 0.375 | 0.35 | Yes | Single | Yes | Not specified |  | https://omtmedical.com/ | 200 | 10 | 20 | BX
OMT Medical | Neuro Patties | They are surgical compresses, absorbent; indicated for the control of hemorrhages and / or protection of delicate tissues and structures during surgery. As well as, for the absorption and drying of body fluids that limit the vision of the surgical field during surgical procedures. The Federal Law [EE. UU.] Restricts the sale of this device by order of a physician; They have a non-memory thread for easy identification / counting, because it is extremely flexible, fits the anatomical site and is perfect for tissue protection while aspirating fluids. Our Neuro Patties have an absorption rate of 4-7 times their weight [depending on the thickness]. They offer optimal viewing under the microscope. They come in 45 different shapes and 3 different thicknesses [0.35 mm; 0.45 mm and 1.40 mm]. One of the most important features is that they have a lifespan of 5 years. | K-9005 | Patties | Yes | 0.500 - 0.250 | 1 | 0.35 | Yes | Single | Yes | Not specified |  | https://omtmedical.com/ | 200 | 10 | 20 | BX
OMT Medical | Neuro Patties | They are surgical compresses, absorbent; indicated for the control of hemorrhages and / or protection of delicate tissues and structures during surgery. As well as, for the absorption and drying of body fluids that limit the vision of the surgical field during surgical procedures. The Federal Law [EE. UU.] Restricts the sale of this device by order of a physician; They have a non-memory thread for easy identification / counting, because it is extremely flexible, fits the anatomical site and is perfect for tissue protection while aspirating fluids. Our Neuro Patties have an absorption rate of 4-7 times their weight [depending on the thickness]. They offer optimal viewing under the microscope. They come in 45 different shapes and 3 different thicknesses [0.35 mm; 0.45 mm and 1.40 mm]. One of the most important features is that they have a lifespan of 5 years. | V-9005 | Patties | Yes | 0.500 - 0.250 | 1 | 0.35 | Yes | Single | Yes | Not specified |  | https://omtmedical.com/ | 200 | 10 | 20 | BX
OMT Medical | Neuro Patties | They are surgical compresses, absorbent; indicated for the control of hemorrhages and / or protection of delicate tissues and structures during surgery. As well as, for the absorption and drying of body fluids that limit the vision of the surgical field during surgical procedures. The Federal Law [EE. UU.] Restricts the sale of this device by order of a physician; They have a non-memory thread for easy identification / counting, because it is extremely flexible, fits the anatomical site and is perfect for tissue protection while aspirating fluids. Our Neuro Patties have an absorption rate of 4-7 times their weight [depending on the thickness]. They offer optimal viewing under the microscope. They come in 45 different shapes and 3 different thicknesses [0.35 mm; 0.45 mm and 1.40 mm]. One of the most important features is that they have a lifespan of 5 years. | P-9005 | Patties | Yes | 0.500 - 0.250 | 1 | 0.35 | Yes | Single | Yes | Not specified |  | https://omtmedical.com/ | 100 | 10 | 10 | BX
OMT Medical | Neuro Patties | They are surgical compresses, absorbent; indicated for the control of hemorrhages and / or protection of delicate tissues and structures during surgery. As well as, for the absorption and drying of body fluids that limit the vision of the surgical field during surgical procedures. The Federal Law [EE. UU.] Restricts the sale of this device by order of a physician; They have a non-memory thread for easy identification / counting, because it is extremely flexible, fits the anatomical site and is perfect for tissue protection while aspirating fluids. Our Neuro Patties have an absorption rate of 4-7 times their weight [depending on the thickness]. They offer optimal viewing under the microscope. They come in 45 different shapes and 3 different thicknesses [0.35 mm; 0.45 mm and 1.40 mm]. One of the most important features is that they have a lifespan of 5 years. | L-9005H | Patties | Yes | 0.500 - 0.250 | 1 | 0.45 | Yes | Single | Yes | Not specified |  | https://omtmedical.com/ | 200 | 10 | 20 | BX
OMT Medical | Neuro Patties | They are surgical compresses, absorbent; indicated for the control of hemorrhages and / or protection of delicate tissues and structures during surgery. As well as, for the absorption and drying of body fluids that limit the vision of the surgical field during surgical procedures. The Federal Law [EE. UU.] Restricts the sale of this device by order of a physician; They have a non-memory thread for easy identification / counting, because it is extremely flexible, fits the anatomical site and is perfect for tissue protection while aspirating fluids. Our Neuro Patties have an absorption rate of 4-7 times their weight [depending on the thickness]. They offer optimal viewing under the microscope. They come in 45 different shapes and 3 different thicknesses [0.35 mm; 0.45 mm and 1.40 mm]. One of the most important features is that they have a lifespan of 5 years. | L-9005V | Patties | Yes | 0.500 - 0.250 | 1 | 0.45 | Yes | Single | Yes | Not specified |  | https://omtmedical.com/ | 200 | 10 | 20 | BX
OMT Medical | Neuro Patties | They are surgical compresses, absorbent; indicated for the control of hemorrhages and / or protection of delicate tissues and structures during surgery. As well as, for the absorption and drying of body fluids that limit the vision of the surgical field during surgical procedures. The Federal Law [EE. UU.] Restricts the sale of this device by order of a physician; They have a non-memory thread for easy identification / counting, because it is extremely flexible, fits the anatomical site and is perfect for tissue protection while aspirating fluids. Our Neuro Patties have an absorption rate of 4-7 times their weight [depending on the thickness]. They offer optimal viewing under the microscope. They come in 45 different shapes and 3 different thicknesses [0.35 mm; 0.45 mm and 1.40 mm]. One of the most important features is that they have a lifespan of 5 years. | T-9005 | Patties | Yes | 0.500 - 0.250 | 1 | 1.4 | Yes | Single | Yes | Not specified |  | https://omtmedical.com/ | 80 | 10 | 8 | BX
OMT Medical | Neuro Patties | They are surgical compresses, absorbent; indicated for the control of hemorrhages and / or protection of delicate tissues and structures during surgery. As well as, for the absorption and drying of body fluids that limit the vision of the surgical field during surgical procedures. The Federal Law [EE. UU.] Restricts the sale of this device by order of a physician; They have a non-memory thread for easy identification / counting, because it is extremely flexible, fits the anatomical site and is perfect for tissue protection while aspirating fluids. Our Neuro Patties have an absorption rate of 4-7 times their weight [depending on the thickness]. They offer optimal viewing under the microscope. They come in 45 different shapes and 3 different thicknesses [0.35 mm; 0.45 mm and 1.40 mm]. One of the most important features is that they have a lifespan of 5 years. | K-9006 | Patties | Yes | 0.500 - 0.250 | 2 | 0.35 | Yes | Single | Yes | Not specified |  | https://omtmedical.com/ | 200 | 10 | 20 | BX
OMT Medical | Neuro Patties | They are surgical compresses, absorbent; indicated for the control of hemorrhages and / or protection of delicate tissues and structures during surgery. As well as, for the absorption and drying of body fluids that limit the vision of the surgical field during surgical procedures. The Federal Law [EE. UU.] Restricts the sale of this device by order of a physician; They have a non-memory thread for easy identification / counting, because it is extremely flexible, fits the anatomical site and is perfect for tissue protection while aspirating fluids. Our Neuro Patties have an absorption rate of 4-7 times their weight [depending on the thickness]. They offer optimal viewing under the microscope. They come in 45 different shapes and 3 different thicknesses [0.35 mm; 0.45 mm and 1.40 mm]. One of the most important features is that they have a lifespan of 5 years. | V-9006 | Patties | Yes | 0.500 - 0.250 | 2 | 0.35 | Yes | Single | Yes | Not specified |  | https://omtmedical.com/ | 200 | 10 | 20 | BX
OMT Medical | Neuro Patties | They are surgical compresses, absorbent; indicated for the control of hemorrhages and / or protection of delicate tissues and structures during surgery. As well as, for the absorption and drying of body fluids that limit the vision of the surgical field during surgical procedures. The Federal Law [EE. UU.] Restricts the sale of this device by order of a physician; They have a non-memory thread for easy identification / counting, because it is extremely flexible, fits the anatomical site and is perfect for tissue protection while aspirating fluids. Our Neuro Patties have an absorption rate of 4-7 times their weight [depending on the thickness]. They offer optimal viewing under the microscope. They come in 45 different shapes and 3 different thicknesses [0.35 mm; 0.45 mm and 1.40 mm]. One of the most important features is that they have a lifespan of 5 years. | P-9006 | Patties | Yes | 0.500 - 0.250 | 2 | 0.35 | Yes | Single | Yes | Not specified |  | https://omtmedical.com/ | 100 | 10 | 10 | BX
OMT Medical | Neuro Patties | They are surgical compresses, absorbent; indicated for the control of hemorrhages and / or protection of delicate tissues and structures during surgery. As well as, for the absorption and drying of body fluids that limit the vision of the surgical field during surgical procedures. The Federal Law [EE. UU.] Restricts the sale of this device by order of a physician; They have a non-memory thread for easy identification / counting, because it is extremely flexible, fits the anatomical site and is perfect for tissue protection while aspirating fluids. Our Neuro Patties have an absorption rate of 4-7 times their weight [depending on the thickness]. They offer optimal viewing under the microscope. They come in 45 different shapes and 3 different thicknesses [0.35 mm; 0.45 mm and 1.40 mm]. One of the most important features is that they have a lifespan of 5 years. | L-9006H | Patties | Yes | 0.500 - 0.250 | 2 | 0.45 | Yes | Single | Yes | Not specified |  | https://omtmedical.com/ | 200 | 10 | 20 | BX
OMT Medical | Neuro Patties | They are surgical compresses, absorbent; indicated for the control of hemorrhages and / or protection of delicate tissues and structures during surgery. As well as, for the absorption and drying of body fluids that limit the vision of the surgical field during surgical procedures. The Federal Law [EE. UU.] Restricts the sale of this device by order of a physician; They have a non-memory thread for easy identification / counting, because it is extremely flexible, fits the anatomical site and is perfect for tissue protection while aspirating fluids. Our Neuro Patties have an absorption rate of 4-7 times their weight [depending on the thickness]. They offer optimal viewing under the microscope. They come in 45 different shapes and 3 different thicknesses [0.35 mm; 0.45 mm and 1.40 mm]. One of the most important features is that they have a lifespan of 5 years. | L-9006V | Patties | Yes | 0.500 - 0.250 | 2 | 0.45 | Yes | Single | Yes | Not specified |  | https://omtmedical.com/ | 200 | 10 | 20 | BX
OMT Medical | Neuro Patties | They are surgical compresses, absorbent; indicated for the control of hemorrhages and / or protection of delicate tissues and structures during surgery. As well as, for the absorption and drying of body fluids that limit the vision of the surgical field during surgical procedures. The Federal Law [EE. UU.] Restricts the sale of this device by order of a physician; They have a non-memory thread for easy identification / counting, because it is extremely flexible, fits the anatomical site and is perfect for tissue protection while aspirating fluids. Our Neuro Patties have an absorption rate of 4-7 times their weight [depending on the thickness]. They offer optimal viewing under the microscope. They come in 45 different shapes and 3 different thicknesses [0.35 mm; 0.45 mm and 1.40 mm]. One of the most important features is that they have a lifespan of 5 years. | T-9006 | Patties | Yes | 0.500 - 0.250 | 2 | 1.4 | Yes | Single | Yes | Not specified |  | https://omtmedical.com/ | 80 | 10 | 8 | BX
OMT Medical | Neuro Patties | They are surgical compresses, absorbent; indicated for the control of hemorrhages and / or protection of delicate tissues and structures during surgery. As well as, for the absorption and drying of body fluids that limit the vision of the surgical field during surgical procedures. The Federal Law [EE. UU.] Restricts the sale of this device by order of a physician; They have a non-memory thread for easy identification / counting, because it is extremely flexible, fits the anatomical site and is perfect for tissue protection while aspirating fluids. Our Neuro Patties have an absorption rate of 4-7 times their weight [depending on the thickness]. They offer optimal viewing under the microscope. They come in 45 different shapes and 3 different thicknesses [0.35 mm; 0.45 mm and 1.40 mm]. One of the most important features is that they have a lifespan of 5 years. | K-9007 | Patties | Yes | 0.500 - 0.250 | 2.5 | 0.35 | Yes | Single | Yes | Not specified |  | https://omtmedical.com/ | 200 | 10 | 20 | BX | OMT Medical | K9007 | OMT Medical | K9007 | SPONGE SPETZLER PATTIES 1/2 X 1/4 X 2 1/2 IN 0.34MM | BX | 20 | 260 | 260 | 260 | 260 | 260 | 1 | Sponges Neuro | 13702 | 1300 | 5
OMT Medical | Neuro Patties | They are surgical compresses, absorbent; indicated for the control of hemorrhages and / or protection of delicate tissues and structures during surgery. As well as, for the absorption and drying of body fluids that limit the vision of the surgical field during surgical procedures. The Federal Law [EE. UU.] Restricts the sale of this device by order of a physician; They have a non-memory thread for easy identification / counting, because it is extremely flexible, fits the anatomical site and is perfect for tissue protection while aspirating fluids. Our Neuro Patties have an absorption rate of 4-7 times their weight [depending on the thickness]. They offer optimal viewing under the microscope. They come in 45 different shapes and 3 different thicknesses [0.35 mm; 0.45 mm and 1.40 mm]. One of the most important features is that they have a lifespan of 5 years. | V-9007 | Patties | Yes | 0.500 - 0.250 | 2.5 | 0.35 | Yes | Single | Yes | Not specified |  | https://omtmedical.com/ | 200 | 10 | 20 | BX
OMT Medical | Neuro Patties | They are surgical compresses, absorbent; indicated for the control of hemorrhages and / or protection of delicate tissues and structures during surgery. As well as, for the absorption and drying of body fluids that limit the vision of the surgical field during surgical procedures. The Federal Law [EE. UU.] Restricts the sale of this device by order of a physician; They have a non-memory thread for easy identification / counting, because it is extremely flexible, fits the anatomical site and is perfect for tissue protection while aspirating fluids. Our Neuro Patties have an absorption rate of 4-7 times their weight [depending on the thickness]. They offer optimal viewing under the microscope. They come in 45 different shapes and 3 different thicknesses [0.35 mm; 0.45 mm and 1.40 mm]. One of the most important features is that they have a lifespan of 5 years. | L-9007H | Patties | Yes | 0.500 - 0.250 | 2.5 | 0.45 | Yes | Single | Yes | Not specified |  | https://omtmedical.com/ | 200 | 10 | 20 | BX
OMT Medical | Neuro Patties | They are surgical compresses, absorbent; indicated for the control of hemorrhages and / or protection of delicate tissues and structures during surgery. As well as, for the absorption and drying of body fluids that limit the vision of the surgical field during surgical procedures. The Federal Law [EE. UU.] Restricts the sale of this device by order of a physician; They have a non-memory thread for easy identification / counting, because it is extremely flexible, fits the anatomical site and is perfect for tissue protection while aspirating fluids. Our Neuro Patties have an absorption rate of 4-7 times their weight [depending on the thickness]. They offer optimal viewing under the microscope. They come in 45 different shapes and 3 different thicknesses [0.35 mm; 0.45 mm and 1.40 mm]. One of the most important features is that they have a lifespan of 5 years. | L-9007V | Patties | Yes | 0.500 - 0.250 | 2.5 | 0.45 | Yes | Single | Yes | Not specified |  | https://omtmedical.com/ | 200 | 10 | 20 | BX
OMT Medical | Neuro Patties | They are surgical compresses, absorbent; indicated for the control of hemorrhages and / or protection of delicate tissues and structures during surgery. As well as, for the absorption and drying of body fluids that limit the vision of the surgical field during surgical procedures. The Federal Law [EE. UU.] Restricts the sale of this device by order of a physician; They have a non-memory thread for easy identification / counting, because it is extremely flexible, fits the anatomical site and is perfect for tissue protection while aspirating fluids. Our Neuro Patties have an absorption rate of 4-7 times their weight [depending on the thickness]. They offer optimal viewing under the microscope. They come in 45 different shapes and 3 different thicknesses [0.35 mm; 0.45 mm and 1.40 mm]. One of the most important features is that they have a lifespan of 5 years. | T-9007 | Patties | Yes | 0.500 - 0.250 | 2.5 | 1.4 | Yes | Single | Yes | Not specified |  | https://omtmedical.com/ | 80 | 10 | 8 | BX
OMT Medical | Neuro Patties | They are surgical compresses, absorbent; indicated for the control of hemorrhages and / or protection of delicate tissues and structures during surgery. As well as, for the absorption and drying of body fluids that limit the vision of the surgical field during surgical procedures. The Federal Law [EE. UU.] Restricts the sale of this device by order of a physician; They have a non-memory thread for easy identification / counting, because it is extremely flexible, fits the anatomical site and is perfect for tissue protection while aspirating fluids. Our Neuro Patties have an absorption rate of 4-7 times their weight [depending on the thickness]. They offer optimal viewing under the microscope. They come in 45 different shapes and 3 different thicknesses [0.35 mm; 0.45 mm and 1.40 mm]. One of the most important features is that they have a lifespan of 5 years. | K-9008 | Patties | Yes | 0.500 - 0.250 | 3 | 0.35 | Yes | Single | Yes | Not specified |  | https://omtmedical.com/ | 200 | 10 | 20 | BX
OMT Medical | Neuro Patties | They are surgical compresses, absorbent; indicated for the control of hemorrhages and / or protection of delicate tissues and structures during surgery. As well as, for the absorption and drying of body fluids that limit the vision of the surgical field during surgical procedures. The Federal Law [EE. UU.] Restricts the sale of this device by order of a physician; They have a non-memory thread for easy identification / counting, because it is extremely flexible, fits the anatomical site and is perfect for tissue protection while aspirating fluids. Our Neuro Patties have an absorption rate of 4-7 times their weight [depending on the thickness]. They offer optimal viewing under the microscope. They come in 45 different shapes and 3 different thicknesses [0.35 mm; 0.45 mm and 1.40 mm]. One of the most important features is that they have a lifespan of 5 years. | V-9008 | Patties | Yes | 0.500 - 0.250 | 3 | 0.35 | Yes | Single | Yes | Not specified |  | https://omtmedical.com/ | 200 | 10 | 20 | BX
OMT Medical | Neuro Patties | They are surgical compresses, absorbent; indicated for the control of hemorrhages and / or protection of delicate tissues and structures during surgery. As well as, for the absorption and drying of body fluids that limit the vision of the surgical field during surgical procedures. The Federal Law [EE. UU.] Restricts the sale of this device by order of a physician; They have a non-memory thread for easy identification / counting, because it is extremely flexible, fits the anatomical site and is perfect for tissue protection while aspirating fluids. Our Neuro Patties have an absorption rate of 4-7 times their weight [depending on the thickness]. They offer optimal viewing under the microscope. They come in 45 different shapes and 3 different thicknesses [0.35 mm; 0.45 mm and 1.40 mm]. One of the most important features is that they have a lifespan of 5 years. | L-9008H | Patties | Yes | 0.500 - 0.250 | 3 | 0.45 | Yes | Single | Yes | Not specified |  | https://omtmedical.com/ | 200 | 10 | 20 | BX | OMT Medical | L9008H | Unknown | Unknown | 1/2 x 3 NON-TAPERED NEURO PATTIES / BLUE, 0.45MM VERTICAL | BX |  | 260 | 260 | 260 | 260 | 260 | 1 | Sponges Neuro | 13702 | 2600 | 10
OMT Medical | Neuro Patties | They are surgical compresses, absorbent; indicated for the control of hemorrhages and / or protection of delicate tissues and structures during surgery. As well as, for the absorption and drying of body fluids that limit the vision of the surgical field during surgical procedures. The Federal Law [EE. UU.] Restricts the sale of this device by order of a physician; They have a non-memory thread for easy identification / counting, because it is extremely flexible, fits the anatomical site and is perfect for tissue protection while aspirating fluids. Our Neuro Patties have an absorption rate of 4-7 times their weight [depending on the thickness]. They offer optimal viewing under the microscope. They come in 45 different shapes and 3 different thicknesses [0.35 mm; 0.45 mm and 1.40 mm]. One of the most important features is that they have a lifespan of 5 years. | L-9008V | Patties | Yes | 0.500 - 0.250 | 3 | 0.45 | Yes | Single | Yes | Not specified |  | https://omtmedical.com/ | 200 | 10 | 20 | BX
OMT Medical | Neuro Patties | They are surgical compresses, absorbent; indicated for the control of hemorrhages and / or protection of delicate tissues and structures during surgery. As well as, for the absorption and drying of body fluids that limit the vision of the surgical field during surgical procedures. The Federal Law [EE. UU.] Restricts the sale of this device by order of a physician; They have a non-memory thread for easy identification / counting, because it is extremely flexible, fits the anatomical site and is perfect for tissue protection while aspirating fluids. Our Neuro Patties have an absorption rate of 4-7 times their weight [depending on the thickness]. They offer optimal viewing under the microscope. They come in 45 different shapes and 3 different thicknesses [0.35 mm; 0.45 mm and 1.40 mm]. One of the most important features is that they have a lifespan of 5 years. | T-9008 | Patties | Yes | 0.500 - 0.250 | 3 | 1.4 | Yes | Single | Yes | Not specified |  | https://omtmedical.com/ | 80 | 10 | 8 | BX
OMT Medical | Neuro Patties | They are surgical compresses, absorbent; indicated for the control of hemorrhages and / or protection of delicate tissues and structures during surgery. As well as, for the absorption and drying of body fluids that limit the vision of the surgical field during surgical procedures. The Federal Law [EE. UU.] Restricts the sale of this device by order of a physician; They have a non-memory thread for easy identification / counting, because it is extremely flexible, fits the anatomical site and is perfect for tissue protection while aspirating fluids. Our Neuro Patties have an absorption rate of 4-7 times their weight [depending on the thickness]. They offer optimal viewing under the microscope. They come in 45 different shapes and 3 different thicknesses [0.35 mm; 0.45 mm and 1.40 mm]. One of the most important features is that they have a lifespan of 5 years. | K-9009 | Patties | Yes | 0.500 - 0.250 | 3.5 | 0.35 | Yes | Single | Yes | Not specified |  | https://omtmedical.com/ | 200 | 10 | 20 | BX
OMT Medical | Neuro Patties | They are surgical compresses, absorbent; indicated for the control of hemorrhages and / or protection of delicate tissues and structures during surgery. As well as, for the absorption and drying of body fluids that limit the vision of the surgical field during surgical procedures. The Federal Law [EE. UU.] Restricts the sale of this device by order of a physician; They have a non-memory thread for easy identification / counting, because it is extremely flexible, fits the anatomical site and is perfect for tissue protection while aspirating fluids. Our Neuro Patties have an absorption rate of 4-7 times their weight [depending on the thickness]. They offer optimal viewing under the microscope. They come in 45 different shapes and 3 different thicknesses [0.35 mm; 0.45 mm and 1.40 mm]. One of the most important features is that they have a lifespan of 5 years. | V-9009 | Patties | Yes | 0.500 - 0.250 | 3.5 | 0.35 | Yes | Single | Yes | Not specified |  | https://omtmedical.com/ | 200 | 10 | 20 | BX
OMT Medical | Neuro Patties | They are surgical compresses, absorbent; indicated for the control of hemorrhages and / or protection of delicate tissues and structures during surgery. As well as, for the absorption and drying of body fluids that limit the vision of the surgical field during surgical procedures. The Federal Law [EE. UU.] Restricts the sale of this device by order of a physician; They have a non-memory thread for easy identification / counting, because it is extremely flexible, fits the anatomical site and is perfect for tissue protection while aspirating fluids. Our Neuro Patties have an absorption rate of 4-7 times their weight [depending on the thickness]. They offer optimal viewing under the microscope. They come in 45 different shapes and 3 different thicknesses [0.35 mm; 0.45 mm and 1.40 mm]. One of the most important features is that they have a lifespan of 5 years. | L-9009H | Patties | Yes | 0.500 - 0.250 | 3.5 | 0.45 | Yes | Single | Yes | Not specified |  | https://omtmedical.com/ | 200 | 10 | 20 | BX
OMT Medical | Neuro Patties | They are surgical compresses, absorbent; indicated for the control of hemorrhages and / or protection of delicate tissues and structures during surgery. As well as, for the absorption and drying of body fluids that limit the vision of the surgical field during surgical procedures. The Federal Law [EE. UU.] Restricts the sale of this device by order of a physician; They have a non-memory thread for easy identification / counting, because it is extremely flexible, fits the anatomical site and is perfect for tissue protection while aspirating fluids. Our Neuro Patties have an absorption rate of 4-7 times their weight [depending on the thickness]. They offer optimal viewing under the microscope. They come in 45 different shapes and 3 different thicknesses [0.35 mm; 0.45 mm and 1.40 mm]. One of the most important features is that they have a lifespan of 5 years. | L-9009V | Patties | Yes | 0.500 - 0.250 | 3.5 | 0.45 | Yes | Single | Yes | Not specified |  | https://omtmedical.com/ | 200 | 10 | 20 | BX
OMT Medical | Neuro Patties | They are surgical compresses, absorbent; indicated for the control of hemorrhages and / or protection of delicate tissues and structures during surgery. As well as, for the absorption and drying of body fluids that limit the vision of the surgical field during surgical procedures. The Federal Law [EE. UU.] Restricts the sale of this device by order of a physician; They have a non-memory thread for easy identification / counting, because it is extremely flexible, fits the anatomical site and is perfect for tissue protection while aspirating fluids. Our Neuro Patties have an absorption rate of 4-7 times their weight [depending on the thickness]. They offer optimal viewing under the microscope. They come in 45 different shapes and 3 different thicknesses [0.35 mm; 0.45 mm and 1.40 mm]. One of the most important features is that they have a lifespan of 5 years. | K-9010 | Patties | Yes | 0.500 - 0.250 | 4 | 0.35 | Yes | Single | Yes | Not specified |  | https://omtmedical.com/ | 200 | 10 | 20 | BX | OMT Medical | K9010 | OMT Medical | K9010 | SPONGE SPETZLER PATTIES 1/2X1/4X4 | PK |  | 13 | 13 | 13 | 13 | 13 | 1 | Sponges Neuro | 13702 | 260 | 20
OMT Medical | Neuro Patties | They are surgical compresses, absorbent; indicated for the control of hemorrhages and / or protection of delicate tissues and structures during surgery. As well as, for the absorption and drying of body fluids that limit the vision of the surgical field during surgical procedures. The Federal Law [EE. UU.] Restricts the sale of this device by order of a physician; They have a non-memory thread for easy identification / counting, because it is extremely flexible, fits the anatomical site and is perfect for tissue protection while aspirating fluids. Our Neuro Patties have an absorption rate of 4-7 times their weight [depending on the thickness]. They offer optimal viewing under the microscope. They come in 45 different shapes and 3 different thicknesses [0.35 mm; 0.45 mm and 1.40 mm]. One of the most important features is that they have a lifespan of 5 years. | V-9010 | Patties | Yes | 0.500 - 0.250 | 4 | 0.35 | Yes | Single | Yes | Not specified |  | https://omtmedical.com/ | 200 | 10 | 20 | BX
OMT Medical | Neuro Patties | They are surgical compresses, absorbent; indicated for the control of hemorrhages and / or protection of delicate tissues and structures during surgery. As well as, for the absorption and drying of body fluids that limit the vision of the surgical field during surgical procedures. The Federal Law [EE. UU.] Restricts the sale of this device by order of a physician; They have a non-memory thread for easy identification / counting, because it is extremely flexible, fits the anatomical site and is perfect for tissue protection while aspirating fluids. Our Neuro Patties have an absorption rate of 4-7 times their weight [depending on the thickness]. They offer optimal viewing under the microscope. They come in 45 different shapes and 3 different thicknesses [0.35 mm; 0.45 mm and 1.40 mm]. One of the most important features is that they have a lifespan of 5 years. | L-9010H | Patties | Yes | 0.500 - 0.250 | 4 | 0.45 | Yes | Single | Yes | Not specified |  | https://omtmedical.com/ | 200 | 10 | 20 | BX
OMT Medical | Neuro Patties | They are surgical compresses, absorbent; indicated for the control of hemorrhages and / or protection of delicate tissues and structures during surgery. As well as, for the absorption and drying of body fluids that limit the vision of the surgical field during surgical procedures. The Federal Law [EE. UU.] Restricts the sale of this device by order of a physician; They have a non-memory thread for easy identification / counting, because it is extremely flexible, fits the anatomical site and is perfect for tissue protection while aspirating fluids. Our Neuro Patties have an absorption rate of 4-7 times their weight [depending on the thickness]. They offer optimal viewing under the microscope. They come in 45 different shapes and 3 different thicknesses [0.35 mm; 0.45 mm and 1.40 mm]. One of the most important features is that they have a lifespan of 5 years. | L-9010V | Patties | Yes | 0.500 - 0.250 | 4 | 0.45 | Yes | Single | Yes | Not specified |  | https://omtmedical.com/ | 200 | 10 | 20 | BX
OMT Medical | Neuro Patties | They are surgical compresses, absorbent; indicated for the control of hemorrhages and / or protection of delicate tissues and structures during surgery. As well as, for the absorption and drying of body fluids that limit the vision of the surgical field during surgical procedures. The Federal Law [EE. UU.] Restricts the sale of this device by order of a physician; They have a non-memory thread for easy identification / counting, because it is extremely flexible, fits the anatomical site and is perfect for tissue protection while aspirating fluids. Our Neuro Patties have an absorption rate of 4-7 times their weight [depending on the thickness]. They offer optimal viewing under the microscope. They come in 45 different shapes and 3 different thicknesses [0.35 mm; 0.45 mm and 1.40 mm]. One of the most important features is that they have a lifespan of 5 years. | T-9010 | Patties | Yes | 0.500 - 0.250 | 4 | 1.4 | Yes | Single | Yes | Not specified |  | https://omtmedical.com/ | 80 | 10 | 8 | BX
OMT Medical | Neuro Patties | They are surgical compresses, absorbent; indicated for the control of hemorrhages and / or protection of delicate tissues and structures during surgery. As well as, for the absorption and drying of body fluids that limit the vision of the surgical field during surgical procedures. The Federal Law [EE. UU.] Restricts the sale of this device by order of a physician; They have a non-memory thread for easy identification / counting, because it is extremely flexible, fits the anatomical site and is perfect for tissue protection while aspirating fluids. Our Neuro Patties have an absorption rate of 4-7 times their weight [depending on the thickness]. They offer optimal viewing under the microscope. They come in 45 different shapes and 3 different thicknesses [0.35 mm; 0.45 mm and 1.40 mm]. One of the most important features is that they have a lifespan of 5 years. | K-9015 | Patties | Yes | 0.750 - 0.250 | 0.375 | 0.35 | Yes | Single | Yes | Not specified |  | https://omtmedical.com/ | 200 | 10 | 20 | BX
OMT Medical | Neuro Patties | They are surgical compresses, absorbent; indicated for the control of hemorrhages and / or protection of delicate tissues and structures during surgery. As well as, for the absorption and drying of body fluids that limit the vision of the surgical field during surgical procedures. The Federal Law [EE. UU.] Restricts the sale of this device by order of a physician; They have a non-memory thread for easy identification / counting, because it is extremely flexible, fits the anatomical site and is perfect for tissue protection while aspirating fluids. Our Neuro Patties have an absorption rate of 4-7 times their weight [depending on the thickness]. They offer optimal viewing under the microscope. They come in 45 different shapes and 3 different thicknesses [0.35 mm; 0.45 mm and 1.40 mm]. One of the most important features is that they have a lifespan of 5 years. | K-9016 | Patties | Yes | 0.750 - 0.250 | 0.75 | 0.35 | Yes | Single | Yes | Not specified |  | https://omtmedical.com/ | 200 | 10 | 20 | BX
OMT Medical | Neuro Patties | They are surgical compresses, absorbent; indicated for the control of hemorrhages and / or protection of delicate tissues and structures during surgery. As well as, for the absorption and drying of body fluids that limit the vision of the surgical field during surgical procedures. The Federal Law [EE. UU.] Restricts the sale of this device by order of a physician; They have a non-memory thread for easy identification / counting, because it is extremely flexible, fits the anatomical site and is perfect for tissue protection while aspirating fluids. Our Neuro Patties have an absorption rate of 4-7 times their weight [depending on the thickness]. They offer optimal viewing under the microscope. They come in 45 different shapes and 3 different thicknesses [0.35 mm; 0.45 mm and 1.40 mm]. One of the most important features is that they have a lifespan of 5 years. | K-9017 | Patties | Yes | 0.750 - 0.250 | 1 | 0.35 | Yes | Single | Yes | Not specified |  | https://omtmedical.com/ | 200 | 10 | 20 | BX
OMT Medical | Neuro Patties | They are surgical compresses, absorbent; indicated for the control of hemorrhages and / or protection of delicate tissues and structures during surgery. As well as, for the absorption and drying of body fluids that limit the vision of the surgical field during surgical procedures. The Federal Law [EE. UU.] Restricts the sale of this device by order of a physician; They have a non-memory thread for easy identification / counting, because it is extremely flexible, fits the anatomical site and is perfect for tissue protection while aspirating fluids. Our Neuro Patties have an absorption rate of 4-7 times their weight [depending on the thickness]. They offer optimal viewing under the microscope. They come in 45 different shapes and 3 different thicknesses [0.35 mm; 0.45 mm and 1.40 mm]. One of the most important features is that they have a lifespan of 5 years. | K-9018 | Patties | Yes | 0.750 - 0.250 | 1.5 | 0.35 | Yes | Single | Yes | Not specified |  | https://omtmedical.com/ | 200 | 10 | 20 | BX
OMT Medical | Neuro Patties | They are surgical compresses, absorbent; indicated for the control of hemorrhages and / or protection of delicate tissues and structures during surgery. As well as, for the absorption and drying of body fluids that limit the vision of the surgical field during surgical procedures. The Federal Law [EE. UU.] Restricts the sale of this device by order of a physician; They have a non-memory thread for easy identification / counting, because it is extremely flexible, fits the anatomical site and is perfect for tissue protection while aspirating fluids. Our Neuro Patties have an absorption rate of 4-7 times their weight [depending on the thickness]. They offer optimal viewing under the microscope. They come in 45 different shapes and 3 different thicknesses [0.35 mm; 0.45 mm and 1.40 mm]. One of the most important features is that they have a lifespan of 5 years. | L-9018H | Patties | Yes | 0.750 - 0.250 | 1.5 | 0.45 | Yes | Single | Yes | Not specified |  | https://omtmedical.com/ | 200 | 10 | 20 | BX
OMT Medical | Neuro Patties | They are surgical compresses, absorbent; indicated for the control of hemorrhages and / or protection of delicate tissues and structures during surgery. As well as, for the absorption and drying of body fluids that limit the vision of the surgical field during surgical procedures. The Federal Law [EE. UU.] Restricts the sale of this device by order of a physician; They have a non-memory thread for easy identification / counting, because it is extremely flexible, fits the anatomical site and is perfect for tissue protection while aspirating fluids. Our Neuro Patties have an absorption rate of 4-7 times their weight [depending on the thickness]. They offer optimal viewing under the microscope. They come in 45 different shapes and 3 different thicknesses [0.35 mm; 0.45 mm and 1.40 mm]. One of the most important features is that they have a lifespan of 5 years. | L-9018V | Patties | Yes | 0.750 - 0.250 | 1.5 | 0.45 | Yes | Single | Yes | Not specified |  | https://omtmedical.com/ | 200 | 10 | 20 | BX
OMT Medical | Neuro Patties | They are surgical compresses, absorbent; indicated for the control of hemorrhages and / or protection of delicate tissues and structures during surgery. As well as, for the absorption and drying of body fluids that limit the vision of the surgical field during surgical procedures. The Federal Law [EE. UU.] Restricts the sale of this device by order of a physician; They have a non-memory thread for easy identification / counting, because it is extremely flexible, fits the anatomical site and is perfect for tissue protection while aspirating fluids. Our Neuro Patties have an absorption rate of 4-7 times their weight [depending on the thickness]. They offer optimal viewing under the microscope. They come in 45 different shapes and 3 different thicknesses [0.35 mm; 0.45 mm and 1.40 mm]. One of the most important features is that they have a lifespan of 5 years. | T-9018 | Patties | Yes | 0.750 - 0.250 | 1.5 | 1.4 | Yes | Single | Yes | Not specified |  | https://omtmedical.com/ | 80 | 10 | 8 | BX
OMT Medical | Neuro Patties | They are surgical compresses, absorbent; indicated for the control of hemorrhages and / or protection of delicate tissues and structures during surgery. As well as, for the absorption and drying of body fluids that limit the vision of the surgical field during surgical procedures. The Federal Law [EE. UU.] Restricts the sale of this device by order of a physician; They have a non-memory thread for easy identification / counting, because it is extremely flexible, fits the anatomical site and is perfect for tissue protection while aspirating fluids. Our Neuro Patties have an absorption rate of 4-7 times their weight [depending on the thickness]. They offer optimal viewing under the microscope. They come in 45 different shapes and 3 different thicknesses [0.35 mm; 0.45 mm and 1.40 mm]. One of the most important features is that they have a lifespan of 5 years. | K-9019 | Patties | Yes | 0.750 - 0.250 | 2 | 0.35 | Yes | Single | Yes | Not specified |  | https://omtmedical.com/ | 200 | 10 | 20 | BX
OMT Medical | Neuro Patties | They are surgical compresses, absorbent; indicated for the control of hemorrhages and / or protection of delicate tissues and structures during surgery. As well as, for the absorption and drying of body fluids that limit the vision of the surgical field during surgical procedures. The Federal Law [EE. UU.] Restricts the sale of this device by order of a physician; They have a non-memory thread for easy identification / counting, because it is extremely flexible, fits the anatomical site and is perfect for tissue protection while aspirating fluids. Our Neuro Patties have an absorption rate of 4-7 times their weight [depending on the thickness]. They offer optimal viewing under the microscope. They come in 45 different shapes and 3 different thicknesses [0.35 mm; 0.45 mm and 1.40 mm]. One of the most important features is that they have a lifespan of 5 years. | V-9019 | Patties | Yes | 0.750 - 0.250 | 2 | 0.35 | Yes | Single | Yes | Not specified |  | https://omtmedical.com/ | 200 | 10 | 20 | BX
OMT Medical | Neuro Patties | They are surgical compresses, absorbent; indicated for the control of hemorrhages and / or protection of delicate tissues and structures during surgery. As well as, for the absorption and drying of body fluids that limit the vision of the surgical field during surgical procedures. The Federal Law [EE. UU.] Restricts the sale of this device by order of a physician; They have a non-memory thread for easy identification / counting, because it is extremely flexible, fits the anatomical site and is perfect for tissue protection while aspirating fluids. Our Neuro Patties have an absorption rate of 4-7 times their weight [depending on the thickness]. They offer optimal viewing under the microscope. They come in 45 different shapes and 3 different thicknesses [0.35 mm; 0.45 mm and 1.40 mm]. One of the most important features is that they have a lifespan of 5 years. | P-9019 | Patties | Yes | 0.750 - 0.250 | 2 | 0.35 | Yes | Single | Yes | Not specified |  | https://omtmedical.com/ | 100 | 10 | 10 | BX
OMT Medical | Neuro Patties | They are surgical compresses, absorbent; indicated for the control of hemorrhages and / or protection of delicate tissues and structures during surgery. As well as, for the absorption and drying of body fluids that limit the vision of the surgical field during surgical procedures. The Federal Law [EE. UU.] Restricts the sale of this device by order of a physician; They have a non-memory thread for easy identification / counting, because it is extremely flexible, fits the anatomical site and is perfect for tissue protection while aspirating fluids. Our Neuro Patties have an absorption rate of 4-7 times their weight [depending on the thickness]. They offer optimal viewing under the microscope. They come in 45 different shapes and 3 different thicknesses [0.35 mm; 0.45 mm and 1.40 mm]. One of the most important features is that they have a lifespan of 5 years. | L-9019H | Patties | Yes | 0.750 - 0.250 | 2 | 0.45 | Yes | Single | Yes | Not specified |  | https://omtmedical.com/ | 200 | 10 | 20 | BX
OMT Medical | Neuro Patties | They are surgical compresses, absorbent; indicated for the control of hemorrhages and / or protection of delicate tissues and structures during surgery. As well as, for the absorption and drying of body fluids that limit the vision of the surgical field during surgical procedures. The Federal Law [EE. UU.] Restricts the sale of this device by order of a physician; They have a non-memory thread for easy identification / counting, because it is extremely flexible, fits the anatomical site and is perfect for tissue protection while aspirating fluids. Our Neuro Patties have an absorption rate of 4-7 times their weight [depending on the thickness]. They offer optimal viewing under the microscope. They come in 45 different shapes and 3 different thicknesses [0.35 mm; 0.45 mm and 1.40 mm]. One of the most important features is that they have a lifespan of 5 years. | L-9019V | Patties | Yes | 0.750 - 0.250 | 2 | 0.45 | Yes | Single | Yes | Not specified |  | https://omtmedical.com/ | 200 | 10 | 20 | BX
OMT Medical | Neuro Patties | They are surgical compresses, absorbent; indicated for the control of hemorrhages and / or protection of delicate tissues and structures during surgery. As well as, for the absorption and drying of body fluids that limit the vision of the surgical field during surgical procedures. The Federal Law [EE. UU.] Restricts the sale of this device by order of a physician; They have a non-memory thread for easy identification / counting, because it is extremely flexible, fits the anatomical site and is perfect for tissue protection while aspirating fluids. Our Neuro Patties have an absorption rate of 4-7 times their weight [depending on the thickness]. They offer optimal viewing under the microscope. They come in 45 different shapes and 3 different thicknesses [0.35 mm; 0.45 mm and 1.40 mm]. One of the most important features is that they have a lifespan of 5 years. | T-9019 | Patties | Yes | 0.750 - 0.250 | 2 | 1.4 | Yes | Single | Yes | Not specified |  | https://omtmedical.com/ | 80 | 10 | 8 | BX
OMT Medical | Neuro Patties | They are surgical compresses, absorbent; indicated for the control of hemorrhages and / or protection of delicate tissues and structures during surgery. As well as, for the absorption and drying of body fluids that limit the vision of the surgical field during surgical procedures. The Federal Law [EE. UU.] Restricts the sale of this device by order of a physician; They have a non-memory thread for easy identification / counting, because it is extremely flexible, fits the anatomical site and is perfect for tissue protection while aspirating fluids. Our Neuro Patties have an absorption rate of 4-7 times their weight [depending on the thickness]. They offer optimal viewing under the microscope. They come in 45 different shapes and 3 different thicknesses [0.35 mm; 0.45 mm and 1.40 mm]. One of the most important features is that they have a lifespan of 5 years. | K-9020 | Patties | Yes | 0.750 - 0.250 | 2.5 | 0.35 | Yes | Single | Yes | Not specified |  | https://omtmedical.com/ | 200 | 10 | 20 | BX | OMT Medical | K9020 | OMT Medical | K9020 | SPONGE SPETZLER PATTIES .75 X 1.25 X 2.5IN | BX | 20 | 260 | 260 | 260 | 260 | 260 | 3 | Sponges Neuro | 13702 | 4680 | 18
OMT Medical | Neuro Patties | They are surgical compresses, absorbent; indicated for the control of hemorrhages and / or protection of delicate tissues and structures during surgery. As well as, for the absorption and drying of body fluids that limit the vision of the surgical field during surgical procedures. The Federal Law [EE. UU.] Restricts the sale of this device by order of a physician; They have a non-memory thread for easy identification / counting, because it is extremely flexible, fits the anatomical site and is perfect for tissue protection while aspirating fluids. Our Neuro Patties have an absorption rate of 4-7 times their weight [depending on the thickness]. They offer optimal viewing under the microscope. They come in 45 different shapes and 3 different thicknesses [0.35 mm; 0.45 mm and 1.40 mm]. One of the most important features is that they have a lifespan of 5 years. | V-9020 | Patties | Yes | 0.750 - 0.250 | 2.5 | 0.35 | Yes | Single | Yes | Not specified |  | https://omtmedical.com/ | 200 | 10 | 20 | BX
OMT Medical | Neuro Patties | They are surgical compresses, absorbent; indicated for the control of hemorrhages and / or protection of delicate tissues and structures during surgery. As well as, for the absorption and drying of body fluids that limit the vision of the surgical field during surgical procedures. The Federal Law [EE. UU.] Restricts the sale of this device by order of a physician; They have a non-memory thread for easy identification / counting, because it is extremely flexible, fits the anatomical site and is perfect for tissue protection while aspirating fluids. Our Neuro Patties have an absorption rate of 4-7 times their weight [depending on the thickness]. They offer optimal viewing under the microscope. They come in 45 different shapes and 3 different thicknesses [0.35 mm; 0.45 mm and 1.40 mm]. One of the most important features is that they have a lifespan of 5 years. | L-9020H | Patties | Yes | 0.750 - 0.250 | 2.5 | 0.45 | Yes | Single | Yes | Not specified |  | https://omtmedical.com/ | 200 | 10 | 20 | BX | OMT Medical | L9020H | Unknown | Unknown | SPONGE SRG CTTND HRZN RADOPQ MRKR RYN NEURO | BX |  | 260 | 260 | 260 | 260 | 260 | 1 | Sponges Neuro | 13702 | 1560 | 6
OMT Medical | Neuro Patties | They are surgical compresses, absorbent; indicated for the control of hemorrhages and / or protection of delicate tissues and structures during surgery. As well as, for the absorption and drying of body fluids that limit the vision of the surgical field during surgical procedures. The Federal Law [EE. UU.] Restricts the sale of this device by order of a physician; They have a non-memory thread for easy identification / counting, because it is extremely flexible, fits the anatomical site and is perfect for tissue protection while aspirating fluids. Our Neuro Patties have an absorption rate of 4-7 times their weight [depending on the thickness]. They offer optimal viewing under the microscope. They come in 45 different shapes and 3 different thicknesses [0.35 mm; 0.45 mm and 1.40 mm]. One of the most important features is that they have a lifespan of 5 years. | L-9020V | Patties | Yes | 0.750 - 0.250 | 2.5 | 0.45 | Yes | Single | Yes | Not specified |  | https://omtmedical.com/ | 200 | 10 | 20 | BX | OMT Medical | L9020V | Unknown | Unknown | L-9020 V SPONGE SRG CTTND HRZN RADOPQ MRKR RYN NEURO | BX |  | 260 | 260 | 260 | 260 | 260 | 1 | Sponges Neuro | 13702 | 1300 | 5
OMT Medical | Neuro Patties | They are surgical compresses, absorbent; indicated for the control of hemorrhages and / or protection of delicate tissues and structures during surgery. As well as, for the absorption and drying of body fluids that limit the vision of the surgical field during surgical procedures. The Federal Law [EE. UU.] Restricts the sale of this device by order of a physician; They have a non-memory thread for easy identification / counting, because it is extremely flexible, fits the anatomical site and is perfect for tissue protection while aspirating fluids. Our Neuro Patties have an absorption rate of 4-7 times their weight [depending on the thickness]. They offer optimal viewing under the microscope. They come in 45 different shapes and 3 different thicknesses [0.35 mm; 0.45 mm and 1.40 mm]. One of the most important features is that they have a lifespan of 5 years. | T-9020 | Patties | Yes | 0.750 - 0.250 | 2.5 | 1.4 | Yes | Single | Yes | Not specified |  | https://omtmedical.com/ | 80 | 10 | 8 | BX
OMT Medical | Neuro Patties | They are surgical compresses, absorbent; indicated for the control of hemorrhages and / or protection of delicate tissues and structures during surgery. As well as, for the absorption and drying of body fluids that limit the vision of the surgical field during surgical procedures. The Federal Law [EE. UU.] Restricts the sale of this device by order of a physician; They have a non-memory thread for easy identification / counting, because it is extremely flexible, fits the anatomical site and is perfect for tissue protection while aspirating fluids. Our Neuro Patties have an absorption rate of 4-7 times their weight [depending on the thickness]. They offer optimal viewing under the microscope. They come in 45 different shapes and 3 different thicknesses [0.35 mm; 0.45 mm and 1.40 mm]. One of the most important features is that they have a lifespan of 5 years. | K-9021 | Patties | Yes | 0.750 - 0.250 | 3 | 0.35 | Yes | Single | Yes | Not specified |  | https://omtmedical.com/ | 200 | 10 | 20 | BX | OMT Medical | K9021 | OMT Medical | K9021 | NEURO PATTIES 3/4X1/4X3 | BX |  | 225 | 260 | 260 | 260 | 260 | 5 | Sponges Neuro | 13702 | 2460 | 10
OMT Medical | Neuro Patties | They are surgical compresses, absorbent; indicated for the control of hemorrhages and / or protection of delicate tissues and structures during surgery. As well as, for the absorption and drying of body fluids that limit the vision of the surgical field during surgical procedures. The Federal Law [EE. UU.] Restricts the sale of this device by order of a physician; They have a non-memory thread for easy identification / counting, because it is extremely flexible, fits the anatomical site and is perfect for tissue protection while aspirating fluids. Our Neuro Patties have an absorption rate of 4-7 times their weight [depending on the thickness]. They offer optimal viewing under the microscope. They come in 45 different shapes and 3 different thicknesses [0.35 mm; 0.45 mm and 1.40 mm]. One of the most important features is that they have a lifespan of 5 years. | V-9021 | Patties | Yes | 0.750 - 0.250 | 3 | 0.35 | Yes | Single | Yes | Not specified |  | https://omtmedical.com/ | 200 | 10 | 20 | BX
OMT Medical | Neuro Patties | They are surgical compresses, absorbent; indicated for the control of hemorrhages and / or protection of delicate tissues and structures during surgery. As well as, for the absorption and drying of body fluids that limit the vision of the surgical field during surgical procedures. The Federal Law [EE. UU.] Restricts the sale of this device by order of a physician; They have a non-memory thread for easy identification / counting, because it is extremely flexible, fits the anatomical site and is perfect for tissue protection while aspirating fluids. Our Neuro Patties have an absorption rate of 4-7 times their weight [depending on the thickness]. They offer optimal viewing under the microscope. They come in 45 different shapes and 3 different thicknesses [0.35 mm; 0.45 mm and 1.40 mm]. One of the most important features is that they have a lifespan of 5 years. | L-9021H | Patties | Yes | 0.750 - 0.250 | 3 | 0.45 | Yes | Single | Yes | Not specified |  | https://omtmedical.com/ | 200 | 10 | 20 | BX
OMT Medical | Neuro Patties | They are surgical compresses, absorbent; indicated for the control of hemorrhages and / or protection of delicate tissues and structures during surgery. As well as, for the absorption and drying of body fluids that limit the vision of the surgical field during surgical procedures. The Federal Law [EE. UU.] Restricts the sale of this device by order of a physician; They have a non-memory thread for easy identification / counting, because it is extremely flexible, fits the anatomical site and is perfect for tissue protection while aspirating fluids. Our Neuro Patties have an absorption rate of 4-7 times their weight [depending on the thickness]. They offer optimal viewing under the microscope. They come in 45 different shapes and 3 different thicknesses [0.35 mm; 0.45 mm and 1.40 mm]. One of the most important features is that they have a lifespan of 5 years. | L-9021V | Patties | Yes | 0.750 - 0.250 | 3 | 0.45 | Yes | Single | Yes | Not specified |  | https://omtmedical.com/ | 200 | 10 | 20 | BX | OMT Medical | L9021V | Unknown | Unknown | NEURO PATTY 3/4X1/4X3 VERTICAL | BX |  | 260 | 260 | 260 | 260 | 260 | 1 | Sponges Neuro | 13702 | 260 | 1
OMT Medical | Neuro Patties | They are surgical compresses, absorbent; indicated for the control of hemorrhages and / or protection of delicate tissues and structures during surgery. As well as, for the absorption and drying of body fluids that limit the vision of the surgical field during surgical procedures. The Federal Law [EE. UU.] Restricts the sale of this device by order of a physician; They have a non-memory thread for easy identification / counting, because it is extremely flexible, fits the anatomical site and is perfect for tissue protection while aspirating fluids. Our Neuro Patties have an absorption rate of 4-7 times their weight [depending on the thickness]. They offer optimal viewing under the microscope. They come in 45 different shapes and 3 different thicknesses [0.35 mm; 0.45 mm and 1.40 mm]. One of the most important features is that they have a lifespan of 5 years. | T-9021 | Patties | Yes | 0.750 - 0.250 | 3 | 1.4 | Yes | Single | Yes | Not specified |  | https://omtmedical.com/ | 80 | 10 | 8 | BX
OMT Medical | Neuro Patties | They are surgical compresses, absorbent; indicated for the control of hemorrhages and / or protection of delicate tissues and structures during surgery. As well as, for the absorption and drying of body fluids that limit the vision of the surgical field during surgical procedures. The Federal Law [EE. UU.] Restricts the sale of this device by order of a physician; They have a non-memory thread for easy identification / counting, because it is extremely flexible, fits the anatomical site and is perfect for tissue protection while aspirating fluids. Our Neuro Patties have an absorption rate of 4-7 times their weight [depending on the thickness]. They offer optimal viewing under the microscope. They come in 45 different shapes and 3 different thicknesses [0.35 mm; 0.45 mm and 1.40 mm]. One of the most important features is that they have a lifespan of 5 years. | K-9022 | Patties | Yes | 0.750 - 0.250 | 3.5 | 0.35 | Yes | Single | Yes | Not specified |  | https://omtmedical.com/ | 200 | 10 | 20 | BX
OMT Medical | Neuro Patties | They are surgical compresses, absorbent; indicated for the control of hemorrhages and / or protection of delicate tissues and structures during surgery. As well as, for the absorption and drying of body fluids that limit the vision of the surgical field during surgical procedures. The Federal Law [EE. UU.] Restricts the sale of this device by order of a physician; They have a non-memory thread for easy identification / counting, because it is extremely flexible, fits the anatomical site and is perfect for tissue protection while aspirating fluids. Our Neuro Patties have an absorption rate of 4-7 times their weight [depending on the thickness]. They offer optimal viewing under the microscope. They come in 45 different shapes and 3 different thicknesses [0.35 mm; 0.45 mm and 1.40 mm]. One of the most important features is that they have a lifespan of 5 years. | V-9022 | Patties | Yes | 0.750 - 0.250 | 3.5 | 0.35 | Yes | Single | Yes | Not specified |  | https://omtmedical.com/ | 200 | 10 | 20 | BX
OMT Medical | Neuro Patties | They are surgical compresses, absorbent; indicated for the control of hemorrhages and / or protection of delicate tissues and structures during surgery. As well as, for the absorption and drying of body fluids that limit the vision of the surgical field during surgical procedures. The Federal Law [EE. UU.] Restricts the sale of this device by order of a physician; They have a non-memory thread for easy identification / counting, because it is extremely flexible, fits the anatomical site and is perfect for tissue protection while aspirating fluids. Our Neuro Patties have an absorption rate of 4-7 times their weight [depending on the thickness]. They offer optimal viewing under the microscope. They come in 45 different shapes and 3 different thicknesses [0.35 mm; 0.45 mm and 1.40 mm]. One of the most important features is that they have a lifespan of 5 years. | L-9022H | Patties | Yes | 0.750 - 0.250 | 3.5 | 0.45 | Yes | Single | Yes | Not specified |  | https://omtmedical.com/ | 200 | 10 | 20 | BX
OMT Medical | Neuro Patties | They are surgical compresses, absorbent; indicated for the control of hemorrhages and / or protection of delicate tissues and structures during surgery. As well as, for the absorption and drying of body fluids that limit the vision of the surgical field during surgical procedures. The Federal Law [EE. UU.] Restricts the sale of this device by order of a physician; They have a non-memory thread for easy identification / counting, because it is extremely flexible, fits the anatomical site and is perfect for tissue protection while aspirating fluids. Our Neuro Patties have an absorption rate of 4-7 times their weight [depending on the thickness]. They offer optimal viewing under the microscope. They come in 45 different shapes and 3 different thicknesses [0.35 mm; 0.45 mm and 1.40 mm]. One of the most important features is that they have a lifespan of 5 years. | L-9022V | Patties | Yes | 0.750 - 0.250 | 3.5 | 0.45 | Yes | Single | Yes | Not specified |  | https://omtmedical.com/ | 200 | 10 | 20 | BX
OMT Medical | Neuro Patties | They are surgical compresses, absorbent; indicated for the control of hemorrhages and / or protection of delicate tissues and structures during surgery. As well as, for the absorption and drying of body fluids that limit the vision of the surgical field during surgical procedures. The Federal Law [EE. UU.] Restricts the sale of this device by order of a physician; They have a non-memory thread for easy identification / counting, because it is extremely flexible, fits the anatomical site and is perfect for tissue protection while aspirating fluids. Our Neuro Patties have an absorption rate of 4-7 times their weight [depending on the thickness]. They offer optimal viewing under the microscope. They come in 45 different shapes and 3 different thicknesses [0.35 mm; 0.45 mm and 1.40 mm]. One of the most important features is that they have a lifespan of 5 years. | K-9023 | Patties | Yes | 0.750 - 0.250 | 4 | 0.35 | Yes | Single | Yes | Not specified |  | https://omtmedical.com/ | 200 | 10 | 20 | BX
OMT Medical | Neuro Patties | They are surgical compresses, absorbent; indicated for the control of hemorrhages and / or protection of delicate tissues and structures during surgery. As well as, for the absorption and drying of body fluids that limit the vision of the surgical field during surgical procedures. The Federal Law [EE. UU.] Restricts the sale of this device by order of a physician; They have a non-memory thread for easy identification / counting, because it is extremely flexible, fits the anatomical site and is perfect for tissue protection while aspirating fluids. Our Neuro Patties have an absorption rate of 4-7 times their weight [depending on the thickness]. They offer optimal viewing under the microscope. They come in 45 different shapes and 3 different thicknesses [0.35 mm; 0.45 mm and 1.40 mm]. One of the most important features is that they have a lifespan of 5 years. | V-9023 | Patties | Yes | 0.750 - 0.250 | 4 | 0.35 | Yes | Single | Yes | Not specified |  | https://omtmedical.com/ | 200 | 10 | 20 | BX
OMT Medical | Neuro Patties | They are surgical compresses, absorbent; indicated for the control of hemorrhages and / or protection of delicate tissues and structures during surgery. As well as, for the absorption and drying of body fluids that limit the vision of the surgical field during surgical procedures. The Federal Law [EE. UU.] Restricts the sale of this device by order of a physician; They have a non-memory thread for easy identification / counting, because it is extremely flexible, fits the anatomical site and is perfect for tissue protection while aspirating fluids. Our Neuro Patties have an absorption rate of 4-7 times their weight [depending on the thickness]. They offer optimal viewing under the microscope. They come in 45 different shapes and 3 different thicknesses [0.35 mm; 0.45 mm and 1.40 mm]. One of the most important features is that they have a lifespan of 5 years. | L-9023H | Patties | Yes | 0.750 - 0.250 | 4 | 0.45 | Yes | Single | Yes | Not specified |  | https://omtmedical.com/ | 200 | 10 | 20 | BX
OMT Medical | Neuro Patties | They are surgical compresses, absorbent; indicated for the control of hemorrhages and / or protection of delicate tissues and structures during surgery. As well as, for the absorption and drying of body fluids that limit the vision of the surgical field during surgical procedures. The Federal Law [EE. UU.] Restricts the sale of this device by order of a physician; They have a non-memory thread for easy identification / counting, because it is extremely flexible, fits the anatomical site and is perfect for tissue protection while aspirating fluids. Our Neuro Patties have an absorption rate of 4-7 times their weight [depending on the thickness]. They offer optimal viewing under the microscope. They come in 45 different shapes and 3 different thicknesses [0.35 mm; 0.45 mm and 1.40 mm]. One of the most important features is that they have a lifespan of 5 years. | L-9023V | Patties | Yes | 0.750 - 0.250 | 4 | 0.45 | Yes | Single | Yes | Not specified |  | https://omtmedical.com/ | 200 | 10 | 20 | BX
OMT Medical | Neuro Patties | They are surgical compresses, absorbent; indicated for the control of hemorrhages and / or protection of delicate tissues and structures during surgery. As well as, for the absorption and drying of body fluids that limit the vision of the surgical field during surgical procedures. The Federal Law [EE. UU.] Restricts the sale of this device by order of a physician; They have a non-memory thread for easy identification / counting, because it is extremely flexible, fits the anatomical site and is perfect for tissue protection while aspirating fluids. Our Neuro Patties have an absorption rate of 4-7 times their weight [depending on the thickness]. They offer optimal viewing under the microscope. They come in 45 different shapes and 3 different thicknesses [0.35 mm; 0.45 mm and 1.40 mm]. One of the most important features is that they have a lifespan of 5 years. | K-9026 | Patties | Yes | 1.000 - 0.750 | 1 | 0.35 | Yes | Single | Yes | Not specified |  | https://omtmedical.com/ | 200 | 10 | 20 | BX
OMT Medical | Neuro Patties | They are surgical compresses, absorbent; indicated for the control of hemorrhages and / or protection of delicate tissues and structures during surgery. As well as, for the absorption and drying of body fluids that limit the vision of the surgical field during surgical procedures. The Federal Law [EE. UU.] Restricts the sale of this device by order of a physician; They have a non-memory thread for easy identification / counting, because it is extremely flexible, fits the anatomical site and is perfect for tissue protection while aspirating fluids. Our Neuro Patties have an absorption rate of 4-7 times their weight [depending on the thickness]. They offer optimal viewing under the microscope. They come in 45 different shapes and 3 different thicknesses [0.35 mm; 0.45 mm and 1.40 mm]. One of the most important features is that they have a lifespan of 5 years. | K-9027 | Patties | Yes | 1.000 - 0.750 | 2 | 0.35 | Yes | Single | Yes | Not specified |  | https://omtmedical.com/ | 200 | 10 | 20 | BX
OMT Medical | Neuro Patties | They are surgical compresses, absorbent; indicated for the control of hemorrhages and / or protection of delicate tissues and structures during surgery. As well as, for the absorption and drying of body fluids that limit the vision of the surgical field during surgical procedures. The Federal Law [EE. UU.] Restricts the sale of this device by order of a physician; They have a non-memory thread for easy identification / counting, because it is extremely flexible, fits the anatomical site and is perfect for tissue protection while aspirating fluids. Our Neuro Patties have an absorption rate of 4-7 times their weight [depending on the thickness]. They offer optimal viewing under the microscope. They come in 45 different shapes and 3 different thicknesses [0.35 mm; 0.45 mm and 1.40 mm]. One of the most important features is that they have a lifespan of 5 years. | P-9027 | Patties | Yes | 1.000 - 0.750 | 2 | 0.35 | Yes | Single | Yes | Not specified |  | https://omtmedical.com/ | 100 | 10 | 10 | BX
OMT Medical | Neuro Patties | They are surgical compresses, absorbent; indicated for the control of hemorrhages and / or protection of delicate tissues and structures during surgery. As well as, for the absorption and drying of body fluids that limit the vision of the surgical field during surgical procedures. The Federal Law [EE. UU.] Restricts the sale of this device by order of a physician; They have a non-memory thread for easy identification / counting, because it is extremely flexible, fits the anatomical site and is perfect for tissue protection while aspirating fluids. Our Neuro Patties have an absorption rate of 4-7 times their weight [depending on the thickness]. They offer optimal viewing under the microscope. They come in 45 different shapes and 3 different thicknesses [0.35 mm; 0.45 mm and 1.40 mm]. One of the most important features is that they have a lifespan of 5 years. | L-9027H | Patties | Yes | 1.000 - 0.750 | 2 | 0.45 | Yes | Single | Yes | Not specified |  | https://omtmedical.com/ | 100 | 10 | 10 | BX
OMT Medical | Neuro Patties | They are surgical compresses, absorbent; indicated for the control of hemorrhages and / or protection of delicate tissues and structures during surgery. As well as, for the absorption and drying of body fluids that limit the vision of the surgical field during surgical procedures. The Federal Law [EE. UU.] Restricts the sale of this device by order of a physician; They have a non-memory thread for easy identification / counting, because it is extremely flexible, fits the anatomical site and is perfect for tissue protection while aspirating fluids. Our Neuro Patties have an absorption rate of 4-7 times their weight [depending on the thickness]. They offer optimal viewing under the microscope. They come in 45 different shapes and 3 different thicknesses [0.35 mm; 0.45 mm and 1.40 mm]. One of the most important features is that they have a lifespan of 5 years. | L-9027V | Patties | Yes | 1.000 - 0.750 | 2 | 0.45 | Yes | Single | Yes | Not specified |  | https://omtmedical.com/ | 100 | 10 | 10 | BX
OMT Medical | Neuro Patties | They are surgical compresses, absorbent; indicated for the control of hemorrhages and / or protection of delicate tissues and structures during surgery. As well as, for the absorption and drying of body fluids that limit the vision of the surgical field during surgical procedures. The Federal Law [EE. UU.] Restricts the sale of this device by order of a physician; They have a non-memory thread for easy identification / counting, because it is extremely flexible, fits the anatomical site and is perfect for tissue protection while aspirating fluids. Our Neuro Patties have an absorption rate of 4-7 times their weight [depending on the thickness]. They offer optimal viewing under the microscope. They come in 45 different shapes and 3 different thicknesses [0.35 mm; 0.45 mm and 1.40 mm]. One of the most important features is that they have a lifespan of 5 years. | T-9027 | Patties | Yes | 1.000 - 0.750 | 2 | 1.4 | Yes | Single | Yes | Not specified |  | https://omtmedical.com/ | 80 | 10 | 8 | BX
OMT Medical | Neuro Patties | They are surgical compresses, absorbent; indicated for the control of hemorrhages and / or protection of delicate tissues and structures during surgery. As well as, for the absorption and drying of body fluids that limit the vision of the surgical field during surgical procedures. The Federal Law [EE. UU.] Restricts the sale of this device by order of a physician; They have a non-memory thread for easy identification / counting, because it is extremely flexible, fits the anatomical site and is perfect for tissue protection while aspirating fluids. Our Neuro Patties have an absorption rate of 4-7 times their weight [depending on the thickness]. They offer optimal viewing under the microscope. They come in 45 different shapes and 3 different thicknesses [0.35 mm; 0.45 mm and 1.40 mm]. One of the most important features is that they have a lifespan of 5 years. | P-9027D | Patties | Yes | 1.000 - 0.750 | 2 | 0.35 | Yes | Single | Yes | Not specified |  | https://omtmedical.com/ | 100 | 10 | 10 | BX
OMT Medical | Neuro Patties | They are surgical compresses, absorbent; indicated for the control of hemorrhages and / or protection of delicate tissues and structures during surgery. As well as, for the absorption and drying of body fluids that limit the vision of the surgical field during surgical procedures. The Federal Law [EE. UU.] Restricts the sale of this device by order of a physician; They have a non-memory thread for easy identification / counting, because it is extremely flexible, fits the anatomical site and is perfect for tissue protection while aspirating fluids. Our Neuro Patties have an absorption rate of 4-7 times their weight [depending on the thickness]. They offer optimal viewing under the microscope. They come in 45 different shapes and 3 different thicknesses [0.35 mm; 0.45 mm and 1.40 mm]. One of the most important features is that they have a lifespan of 5 years. | K-9028 | Patties | Yes | 1.000 - 0.750 | 3 | 0.35 | Yes | Single | Yes | Not specified |  | https://omtmedical.com/ | 200 | 10 | 20 | BX | OMT Medical | K9028 | OMT Medical | K9028 | PATTY NEURO 1 TO 3/4X3IN | BX | 20 | 260 | 260 | 260 | 260 | 260 | 1 | Sponges Neuro | 13702 | 780 | 3
OMT Medical | Neuro Patties | They are surgical compresses, absorbent; indicated for the control of hemorrhages and / or protection of delicate tissues and structures during surgery. As well as, for the absorption and drying of body fluids that limit the vision of the surgical field during surgical procedures. The Federal Law [EE. UU.] Restricts the sale of this device by order of a physician; They have a non-memory thread for easy identification / counting, because it is extremely flexible, fits the anatomical site and is perfect for tissue protection while aspirating fluids. Our Neuro Patties have an absorption rate of 4-7 times their weight [depending on the thickness]. They offer optimal viewing under the microscope. They come in 45 different shapes and 3 different thicknesses [0.35 mm; 0.45 mm and 1.40 mm]. One of the most important features is that they have a lifespan of 5 years. | L-9028H | Patties | Yes | 1.000 - 0.750 | 3 | 0.45 | Yes | Single | Yes | Not specified |  | https://omtmedical.com/ | 100 | 10 | 10 | BX
OMT Medical | Neuro Patties | They are surgical compresses, absorbent; indicated for the control of hemorrhages and / or protection of delicate tissues and structures during surgery. As well as, for the absorption and drying of body fluids that limit the vision of the surgical field during surgical procedures. The Federal Law [EE. UU.] Restricts the sale of this device by order of a physician; They have a non-memory thread for easy identification / counting, because it is extremely flexible, fits the anatomical site and is perfect for tissue protection while aspirating fluids. Our Neuro Patties have an absorption rate of 4-7 times their weight [depending on the thickness]. They offer optimal viewing under the microscope. They come in 45 different shapes and 3 different thicknesses [0.35 mm; 0.45 mm and 1.40 mm]. One of the most important features is that they have a lifespan of 5 years. | L-9028V | Patties | Yes | 1.000 - 0.750 | 3 | 0.45 | Yes | Single | Yes | Not specified |  | https://omtmedical.com/ | 100 | 10 | 10 | BX | OMT Medical | L9028V | Unknown | Unknown | NEURO VERTICAL PATTIES 3 L-9028V | BX |  | 260 | 260 | 260 | 260 | 260 | 1 | Sponges Neuro | 13702 | 520 | 2
OMT Medical | Neuro Patties | They are surgical compresses, absorbent; indicated for the control of hemorrhages and / or protection of delicate tissues and structures during surgery. As well as, for the absorption and drying of body fluids that limit the vision of the surgical field during surgical procedures. The Federal Law [EE. UU.] Restricts the sale of this device by order of a physician; They have a non-memory thread for easy identification / counting, because it is extremely flexible, fits the anatomical site and is perfect for tissue protection while aspirating fluids. Our Neuro Patties have an absorption rate of 4-7 times their weight [depending on the thickness]. They offer optimal viewing under the microscope. They come in 45 different shapes and 3 different thicknesses [0.35 mm; 0.45 mm and 1.40 mm]. One of the most important features is that they have a lifespan of 5 years. | T-9028 | Patties | Yes | 1.000 - 0.750 | 3 | 1.4 | Yes | Single | Yes | Not specified |  | https://omtmedical.com/ | 80 | 10 | 8 | BX
OMT Medical | Neuro Patties | They are surgical compresses, absorbent; indicated for the control of hemorrhages and / or protection of delicate tissues and structures during surgery. As well as, for the absorption and drying of body fluids that limit the vision of the surgical field during surgical procedures. The Federal Law [EE. UU.] Restricts the sale of this device by order of a physician; They have a non-memory thread for easy identification / counting, because it is extremely flexible, fits the anatomical site and is perfect for tissue protection while aspirating fluids. Our Neuro Patties have an absorption rate of 4-7 times their weight [depending on the thickness]. They offer optimal viewing under the microscope. They come in 45 different shapes and 3 different thicknesses [0.35 mm; 0.45 mm and 1.40 mm]. One of the most important features is that they have a lifespan of 5 years. | P-9028D | Patties | Yes | 1.000 - 0.125-0.952 | 3 | 0.35 | Yes | Single | Yes | Not specified |  | https://omtmedical.com/ | 100 | 10 | 10 | BX
OMT Medical | Neuro Patties | They are surgical compresses, absorbent; indicated for the control of hemorrhages and / or protection of delicate tissues and structures during surgery. As well as, for the absorption and drying of body fluids that limit the vision of the surgical field during surgical procedures. The Federal Law [EE. UU.] Restricts the sale of this device by order of a physician; They have a non-memory thread for easy identification / counting, because it is extremely flexible, fits the anatomical site and is perfect for tissue protection while aspirating fluids. Our Neuro Patties have an absorption rate of 4-7 times their weight [depending on the thickness]. They offer optimal viewing under the microscope. They come in 45 different shapes and 3 different thicknesses [0.35 mm; 0.45 mm and 1.40 mm]. One of the most important features is that they have a lifespan of 5 years. | P-9028W | Patties | Yes | 1.000 - 0.250-1.000 - 0.125 | 3 | 0.35 | Yes | Single | Yes | Not specified |  | https://omtmedical.com/ | 100 | 10 | 10 | BX
OMT Medical | Neuro Patties | They are surgical compresses, absorbent; indicated for the control of hemorrhages and / or protection of delicate tissues and structures during surgery. As well as, for the absorption and drying of body fluids that limit the vision of the surgical field during surgical procedures. The Federal Law [EE. UU.] Restricts the sale of this device by order of a physician; They have a non-memory thread for easy identification / counting, because it is extremely flexible, fits the anatomical site and is perfect for tissue protection while aspirating fluids. Our Neuro Patties have an absorption rate of 4-7 times their weight [depending on the thickness]. They offer optimal viewing under the microscope. They come in 45 different shapes and 3 different thicknesses [0.35 mm; 0.45 mm and 1.40 mm]. One of the most important features is that they have a lifespan of 5 years. | K-9029 | Patties | Yes | 1.000 - 0.750 | 4 | 0.35 | Yes | Single | Yes | Not specified |  | https://omtmedical.com/ | 200 | 10 | 20 | BX | OMT Medical | K9029 | OMT Medical | K9029 | SPONGE SPETZLER PATTIES 1/4 4" | BX | 20 | 260 | 260 | 260 | 260 | 260 | 2 | Sponges Neuro | 13702 | 1560 | 6
OMT Medical | Neuro Patties | They are surgical compresses, absorbent; indicated for the control of hemorrhages and / or protection of delicate tissues and structures during surgery. As well as, for the absorption and drying of body fluids that limit the vision of the surgical field during surgical procedures. The Federal Law [EE. UU.] Restricts the sale of this device by order of a physician; They have a non-memory thread for easy identification / counting, because it is extremely flexible, fits the anatomical site and is perfect for tissue protection while aspirating fluids. Our Neuro Patties have an absorption rate of 4-7 times their weight [depending on the thickness]. They offer optimal viewing under the microscope. They come in 45 different shapes and 3 different thicknesses [0.35 mm; 0.45 mm and 1.40 mm]. One of the most important features is that they have a lifespan of 5 years. | L-9029H | Patties | Yes | 1.000 - 0.750 | 4 | 0.45 | Yes | Single | Yes | Not specified |  | https://omtmedical.com/ | 100 | 10 | 10 | BX
OMT Medical | Neuro Patties | They are surgical compresses, absorbent; indicated for the control of hemorrhages and / or protection of delicate tissues and structures during surgery. As well as, for the absorption and drying of body fluids that limit the vision of the surgical field during surgical procedures. The Federal Law [EE. UU.] Restricts the sale of this device by order of a physician; They have a non-memory thread for easy identification / counting, because it is extremely flexible, fits the anatomical site and is perfect for tissue protection while aspirating fluids. Our Neuro Patties have an absorption rate of 4-7 times their weight [depending on the thickness]. They offer optimal viewing under the microscope. They come in 45 different shapes and 3 different thicknesses [0.35 mm; 0.45 mm and 1.40 mm]. One of the most important features is that they have a lifespan of 5 years. | L-9029V | Patties | Yes | 1.000 - 0.750 | 4 | 0.45 | Yes | Single | Yes | Not specified |  | https://omtmedical.com/ | 100 | 10 | 10 | BX | OMT Medical | L9029V | Unknown | Unknown | 1 - 3/4 X 4 Surgical Patty | BX |  | 260 | 260 | 260 | 260 | 260 | 1 | Sponges Neuro | 13702 | 780 | 3
OMT Medical | Neuro Patties | They are surgical compresses, absorbent; indicated for the control of hemorrhages and / or protection of delicate tissues and structures during surgery. As well as, for the absorption and drying of body fluids that limit the vision of the surgical field during surgical procedures. The Federal Law [EE. UU.] Restricts the sale of this device by order of a physician; They have a non-memory thread for easy identification / counting, because it is extremely flexible, fits the anatomical site and is perfect for tissue protection while aspirating fluids. Our Neuro Patties have an absorption rate of 4-7 times their weight [depending on the thickness]. They offer optimal viewing under the microscope. They come in 45 different shapes and 3 different thicknesses [0.35 mm; 0.45 mm and 1.40 mm]. One of the most important features is that they have a lifespan of 5 years. | T-9029 | Patties | Yes | 1.000 - 0.750 | 4 | 1.4 | Yes | Single | Yes | Not specified |  | https://omtmedical.com/ | 80 | 10 | 8 | BX
OMT Medical | Neuro Patties | They are surgical compresses, absorbent; indicated for the control of hemorrhages and / or protection of delicate tissues and structures during surgery. As well as, for the absorption and drying of body fluids that limit the vision of the surgical field during surgical procedures. The Federal Law [EE. UU.] Restricts the sale of this device by order of a physician; They have a non-memory thread for easy identification / counting, because it is extremely flexible, fits the anatomical site and is perfect for tissue protection while aspirating fluids. Our Neuro Patties have an absorption rate of 4-7 times their weight [depending on the thickness]. They offer optimal viewing under the microscope. They come in 45 different shapes and 3 different thicknesses [0.35 mm; 0.45 mm and 1.40 mm]. One of the most important features is that they have a lifespan of 5 years. | K-9050 | Patties | No | 0.125 | 0.125 | 0.35 | Yes | Single | Yes | Not specified |  | https://omtmedical.com/ | 200 | 10 | 20 | BX
OMT Medical | Neuro Patties | They are surgical compresses, absorbent; indicated for the control of hemorrhages and / or protection of delicate tissues and structures during surgery. As well as, for the absorption and drying of body fluids that limit the vision of the surgical field during surgical procedures. The Federal Law [EE. UU.] Restricts the sale of this device by order of a physician; They have a non-memory thread for easy identification / counting, because it is extremely flexible, fits the anatomical site and is perfect for tissue protection while aspirating fluids. Our Neuro Patties have an absorption rate of 4-7 times their weight [depending on the thickness]. They offer optimal viewing under the microscope. They come in 45 different shapes and 3 different thicknesses [0.35 mm; 0.45 mm and 1.40 mm]. One of the most important features is that they have a lifespan of 5 years. | L-9050H | Patties | No | 0.125 | 0.125 | 0.45 | Yes | Single | Yes | Not specified |  | https://omtmedical.com/ | 200 | 10 | 20 | BX
OMT Medical | Neuro Patties | They are surgical compresses, absorbent; indicated for the control of hemorrhages and / or protection of delicate tissues and structures during surgery. As well as, for the absorption and drying of body fluids that limit the vision of the surgical field during surgical procedures. The Federal Law [EE. UU.] Restricts the sale of this device by order of a physician; They have a non-memory thread for easy identification / counting, because it is extremely flexible, fits the anatomical site and is perfect for tissue protection while aspirating fluids. Our Neuro Patties have an absorption rate of 4-7 times their weight [depending on the thickness]. They offer optimal viewing under the microscope. They come in 45 different shapes and 3 different thicknesses [0.35 mm; 0.45 mm and 1.40 mm]. One of the most important features is that they have a lifespan of 5 years. | L-9050V | Patties | No | 0.125 | 0.125 | 0.45 | Yes | Single | Yes | Not specified |  | https://omtmedical.com/ | 200 | 10 | 20 | BX
OMT Medical | Neuro Patties | They are surgical compresses, absorbent; indicated for the control of hemorrhages and / or protection of delicate tissues and structures during surgery. As well as, for the absorption and drying of body fluids that limit the vision of the surgical field during surgical procedures. The Federal Law [EE. UU.] Restricts the sale of this device by order of a physician; They have a non-memory thread for easy identification / counting, because it is extremely flexible, fits the anatomical site and is perfect for tissue protection while aspirating fluids. Our Neuro Patties have an absorption rate of 4-7 times their weight [depending on the thickness]. They offer optimal viewing under the microscope. They come in 45 different shapes and 3 different thicknesses [0.35 mm; 0.45 mm and 1.40 mm]. One of the most important features is that they have a lifespan of 5 years. | T-9050 | Patties | No | 0.125 | 0.125 | 1.4 | Yes | Single | Yes | Not specified |  | https://omtmedical.com/ | 80 | 10 | 8 | BX
OMT Medical | Neuro Patties | They are surgical compresses, absorbent; indicated for the control of hemorrhages and / or protection of delicate tissues and structures during surgery. As well as, for the absorption and drying of body fluids that limit the vision of the surgical field during surgical procedures. The Federal Law [EE. UU.] Restricts the sale of this device by order of a physician; They have a non-memory thread for easy identification / counting, because it is extremely flexible, fits the anatomical site and is perfect for tissue protection while aspirating fluids. Our Neuro Patties have an absorption rate of 4-7 times their weight [depending on the thickness]. They offer optimal viewing under the microscope. They come in 45 different shapes and 3 different thicknesses [0.35 mm; 0.45 mm and 1.40 mm]. One of the most important features is that they have a lifespan of 5 years. | K-9051 | Patties | No | 0.5 | 0.5 | 0.35 | Yes | Single | Yes | Not specified |  | https://omtmedical.com/ | 200 | 10 | 20 | BX | OMT Medical | K9051 | OMT Medical | K9051 | SPONGE SPETZLER PATTIES 1/2 X 1/2 X 1/2 IN 0.35MM | BX | 20 | 225 | 225 | 260 | 260 | 260 | 3 | Sponges Neuro | 13702 | 15665 | 69
OMT Medical | Neuro Patties | They are surgical compresses, absorbent; indicated for the control of hemorrhages and / or protection of delicate tissues and structures during surgery. As well as, for the absorption and drying of body fluids that limit the vision of the surgical field during surgical procedures. The Federal Law [EE. UU.] Restricts the sale of this device by order of a physician; They have a non-memory thread for easy identification / counting, because it is extremely flexible, fits the anatomical site and is perfect for tissue protection while aspirating fluids. Our Neuro Patties have an absorption rate of 4-7 times their weight [depending on the thickness]. They offer optimal viewing under the microscope. They come in 45 different shapes and 3 different thicknesses [0.35 mm; 0.45 mm and 1.40 mm]. One of the most important features is that they have a lifespan of 5 years. | V-9051 | Patties | No | 0.5 | 0.5 | 0.35 | Yes | Single | Yes | Not specified |  | https://omtmedical.com/ | 200 | 10 | 20 | BX
OMT Medical | Neuro Patties | They are surgical compresses, absorbent; indicated for the control of hemorrhages and / or protection of delicate tissues and structures during surgery. As well as, for the absorption and drying of body fluids that limit the vision of the surgical field during surgical procedures. The Federal Law [EE. UU.] Restricts the sale of this device by order of a physician; They have a non-memory thread for easy identification / counting, because it is extremely flexible, fits the anatomical site and is perfect for tissue protection while aspirating fluids. Our Neuro Patties have an absorption rate of 4-7 times their weight [depending on the thickness]. They offer optimal viewing under the microscope. They come in 45 different shapes and 3 different thicknesses [0.35 mm; 0.45 mm and 1.40 mm]. One of the most important features is that they have a lifespan of 5 years. | L-9051H | Patties | No | 0.5 | 0.5 | 0.45 | Yes | Single | Yes | Not specified |  | https://omtmedical.com/ | 200 | 10 | 20 | BX | OMT Medical | L9051H | Unknown | Unknown | 1/2 x 1/2 NON-TAPERED NEURO PATTIES, BLUE 0.45MM / VERTICAL | BX |  | 260 | 260 | 260 | 260 | 260 | 1 | Sponges Neuro | 13702 | 2600 | 10
OMT Medical | Neuro Patties | They are surgical compresses, absorbent; indicated for the control of hemorrhages and / or protection of delicate tissues and structures during surgery. As well as, for the absorption and drying of body fluids that limit the vision of the surgical field during surgical procedures. The Federal Law [EE. UU.] Restricts the sale of this device by order of a physician; They have a non-memory thread for easy identification / counting, because it is extremely flexible, fits the anatomical site and is perfect for tissue protection while aspirating fluids. Our Neuro Patties have an absorption rate of 4-7 times their weight [depending on the thickness]. They offer optimal viewing under the microscope. They come in 45 different shapes and 3 different thicknesses [0.35 mm; 0.45 mm and 1.40 mm]. One of the most important features is that they have a lifespan of 5 years. | L-9051V | Patties | No | 0.5 | 0.5 | 0.45 | Yes | Single | Yes | Not specified |  | https://omtmedical.com/ | 200 | 10 | 20 | BX | OMT Medical | L9051V | OMT Medical | L9051V | PATTY, SURGICAL, NEURO, L-SERIES, 0.45MM X 1/2IN | BX |  | 260 | 260 | 260 | 260 | 260 | 2 | Sponges Neuro | 13702 | 2340 | 9
OMT Medical | Neuro Patties | They are surgical compresses, absorbent; indicated for the control of hemorrhages and / or protection of delicate tissues and structures during surgery. As well as, for the absorption and drying of body fluids that limit the vision of the surgical field during surgical procedures. The Federal Law [EE. UU.] Restricts the sale of this device by order of a physician; They have a non-memory thread for easy identification / counting, because it is extremely flexible, fits the anatomical site and is perfect for tissue protection while aspirating fluids. Our Neuro Patties have an absorption rate of 4-7 times their weight [depending on the thickness]. They offer optimal viewing under the microscope. They come in 45 different shapes and 3 different thicknesses [0.35 mm; 0.45 mm and 1.40 mm]. One of the most important features is that they have a lifespan of 5 years. | T-9051 | Patties | No | 0.5 | 0.5 | 1.4 | Yes | Single | Yes | Not specified |  | https://omtmedical.com/ | 80 | 10 | 8 | BX
OMT Medical | Neuro Patties | They are surgical compresses, absorbent; indicated for the control of hemorrhages and / or protection of delicate tissues and structures during surgery. As well as, for the absorption and drying of body fluids that limit the vision of the surgical field during surgical procedures. The Federal Law [EE. UU.] Restricts the sale of this device by order of a physician; They have a non-memory thread for easy identification / counting, because it is extremely flexible, fits the anatomical site and is perfect for tissue protection while aspirating fluids. Our Neuro Patties have an absorption rate of 4-7 times their weight [depending on the thickness]. They offer optimal viewing under the microscope. They come in 45 different shapes and 3 different thicknesses [0.35 mm; 0.45 mm and 1.40 mm]. One of the most important features is that they have a lifespan of 5 years. | K-9052 | Patties | No | 0.75 | 0.75 | 0.35 | Yes | Single | Yes | Not specified |  | https://omtmedical.com/ | 200 | 10 | 20 | BX | OMT Medical | K9052 | Unknown | Unknown | NEURO PATTIES 3/4 K-9052 | BX |  | 260 | 260 | 260 | 260 | 260 | 1 | Sponges Neuro | 13702 | 780 | 3
OMT Medical | Neuro Patties | They are surgical compresses, absorbent; indicated for the control of hemorrhages and / or protection of delicate tissues and structures during surgery. As well as, for the absorption and drying of body fluids that limit the vision of the surgical field during surgical procedures. The Federal Law [EE. UU.] Restricts the sale of this device by order of a physician; They have a non-memory thread for easy identification / counting, because it is extremely flexible, fits the anatomical site and is perfect for tissue protection while aspirating fluids. Our Neuro Patties have an absorption rate of 4-7 times their weight [depending on the thickness]. They offer optimal viewing under the microscope. They come in 45 different shapes and 3 different thicknesses [0.35 mm; 0.45 mm and 1.40 mm]. One of the most important features is that they have a lifespan of 5 years. | V-9052 | Patties | No | 0.75 | 0.75 | 0.35 | Yes | Single | Yes | Not specified |  | https://omtmedical.com/ | 200 | 10 | 20 | BX
OMT Medical | Neuro Patties | They are surgical compresses, absorbent; indicated for the control of hemorrhages and / or protection of delicate tissues and structures during surgery. As well as, for the absorption and drying of body fluids that limit the vision of the surgical field during surgical procedures. The Federal Law [EE. UU.] Restricts the sale of this device by order of a physician; They have a non-memory thread for easy identification / counting, because it is extremely flexible, fits the anatomical site and is perfect for tissue protection while aspirating fluids. Our Neuro Patties have an absorption rate of 4-7 times their weight [depending on the thickness]. They offer optimal viewing under the microscope. They come in 45 different shapes and 3 different thicknesses [0.35 mm; 0.45 mm and 1.40 mm]. One of the most important features is that they have a lifespan of 5 years. | L-9052H | Patties | No | 0.75 | 0.75 | 0.45 | Yes | Single | Yes | Not specified |  | https://omtmedical.com/ | 200 | 10 | 20 | BX
OMT Medical | Neuro Patties | They are surgical compresses, absorbent; indicated for the control of hemorrhages and / or protection of delicate tissues and structures during surgery. As well as, for the absorption and drying of body fluids that limit the vision of the surgical field during surgical procedures. The Federal Law [EE. UU.] Restricts the sale of this device by order of a physician; They have a non-memory thread for easy identification / counting, because it is extremely flexible, fits the anatomical site and is perfect for tissue protection while aspirating fluids. Our Neuro Patties have an absorption rate of 4-7 times their weight [depending on the thickness]. They offer optimal viewing under the microscope. They come in 45 different shapes and 3 different thicknesses [0.35 mm; 0.45 mm and 1.40 mm]. One of the most important features is that they have a lifespan of 5 years. | L-9052V | Patties | No | 0.75 | 0.75 | 0.45 | Yes | Single | Yes | Not specified |  | https://omtmedical.com/ | 200 | 10 | 20 | BX
OMT Medical | Neuro Patties | They are surgical compresses, absorbent; indicated for the control of hemorrhages and / or protection of delicate tissues and structures during surgery. As well as, for the absorption and drying of body fluids that limit the vision of the surgical field during surgical procedures. The Federal Law [EE. UU.] Restricts the sale of this device by order of a physician; They have a non-memory thread for easy identification / counting, because it is extremely flexible, fits the anatomical site and is perfect for tissue protection while aspirating fluids. Our Neuro Patties have an absorption rate of 4-7 times their weight [depending on the thickness]. They offer optimal viewing under the microscope. They come in 45 different shapes and 3 different thicknesses [0.35 mm; 0.45 mm and 1.40 mm]. One of the most important features is that they have a lifespan of 5 years. | T-9052 | Patties | No | 0.75 | 0.75 | 1.4 | Yes | Single | Yes | Not specified |  | https://omtmedical.com/ | 80 | 10 | 8 | BX
OMT Medical | Neuro Patties | They are surgical compresses, absorbent; indicated for the control of hemorrhages and / or protection of delicate tissues and structures during surgery. As well as, for the absorption and drying of body fluids that limit the vision of the surgical field during surgical procedures. The Federal Law [EE. UU.] Restricts the sale of this device by order of a physician; They have a non-memory thread for easy identification / counting, because it is extremely flexible, fits the anatomical site and is perfect for tissue protection while aspirating fluids. Our Neuro Patties have an absorption rate of 4-7 times their weight [depending on the thickness]. They offer optimal viewing under the microscope. They come in 45 different shapes and 3 different thicknesses [0.35 mm; 0.45 mm and 1.40 mm]. One of the most important features is that they have a lifespan of 5 years. | L-9053H | Patties | No | 0.25 | 1.5 | 0.45 | Yes | Single | Yes | Not specified |  | https://omtmedical.com/ | 200 | 10 | 20 | BX
OMT Medical | Neuro Patties | They are surgical compresses, absorbent; indicated for the control of hemorrhages and / or protection of delicate tissues and structures during surgery. As well as, for the absorption and drying of body fluids that limit the vision of the surgical field during surgical procedures. The Federal Law [EE. UU.] Restricts the sale of this device by order of a physician; They have a non-memory thread for easy identification / counting, because it is extremely flexible, fits the anatomical site and is perfect for tissue protection while aspirating fluids. Our Neuro Patties have an absorption rate of 4-7 times their weight [depending on the thickness]. They offer optimal viewing under the microscope. They come in 45 different shapes and 3 different thicknesses [0.35 mm; 0.45 mm and 1.40 mm]. One of the most important features is that they have a lifespan of 5 years. | L-9053V | Patties | No | 0.25 | 1.5 | 0.45 | Yes | Single | Yes | Not specified |  | https://omtmedical.com/ | 200 | 10 | 20 | BX
OMT Medical | Neuro Patties | They are surgical compresses, absorbent; indicated for the control of hemorrhages and / or protection of delicate tissues and structures during surgery. As well as, for the absorption and drying of body fluids that limit the vision of the surgical field during surgical procedures. The Federal Law [EE. UU.] Restricts the sale of this device by order of a physician; They have a non-memory thread for easy identification / counting, because it is extremely flexible, fits the anatomical site and is perfect for tissue protection while aspirating fluids. Our Neuro Patties have an absorption rate of 4-7 times their weight [depending on the thickness]. They offer optimal viewing under the microscope. They come in 45 different shapes and 3 different thicknesses [0.35 mm; 0.45 mm and 1.40 mm]. One of the most important features is that they have a lifespan of 5 years. | T-9053 | Patties | No | 0.25 | 1.5 | 1.4 | Yes | Single | Yes | Not specified |  | https://omtmedical.com/ | 80 | 10 | 8 | BX
OMT Medical | Neuro Patties | They are surgical compresses, absorbent; indicated for the control of hemorrhages and / or protection of delicate tissues and structures during surgery. As well as, for the absorption and drying of body fluids that limit the vision of the surgical field during surgical procedures. The Federal Law [EE. UU.] Restricts the sale of this device by order of a physician; They have a non-memory thread for easy identification / counting, because it is extremely flexible, fits the anatomical site and is perfect for tissue protection while aspirating fluids. Our Neuro Patties have an absorption rate of 4-7 times their weight [depending on the thickness]. They offer optimal viewing under the microscope. They come in 45 different shapes and 3 different thicknesses [0.35 mm; 0.45 mm and 1.40 mm]. One of the most important features is that they have a lifespan of 5 years. | L-9054H | Patties | No | 0.25 | 3 | 0.45 | Yes | Single | Yes | Not specified |  | https://omtmedical.com/ | 200 | 10 | 20 | BX
OMT Medical | Neuro Patties | They are surgical compresses, absorbent; indicated for the control of hemorrhages and / or protection of delicate tissues and structures during surgery. As well as, for the absorption and drying of body fluids that limit the vision of the surgical field during surgical procedures. The Federal Law [EE. UU.] Restricts the sale of this device by order of a physician; They have a non-memory thread for easy identification / counting, because it is extremely flexible, fits the anatomical site and is perfect for tissue protection while aspirating fluids. Our Neuro Patties have an absorption rate of 4-7 times their weight [depending on the thickness]. They offer optimal viewing under the microscope. They come in 45 different shapes and 3 different thicknesses [0.35 mm; 0.45 mm and 1.40 mm]. One of the most important features is that they have a lifespan of 5 years. | L-9054V | Patties | No | 0.25 | 3 | 0.45 | Yes | Single | Yes | Not specified |  | https://omtmedical.com/ | 200 | 10 | 20 | BX
OMT Medical | Neuro Patties | They are surgical compresses, absorbent; indicated for the control of hemorrhages and / or protection of delicate tissues and structures during surgery. As well as, for the absorption and drying of body fluids that limit the vision of the surgical field during surgical procedures. The Federal Law [EE. UU.] Restricts the sale of this device by order of a physician; They have a non-memory thread for easy identification / counting, because it is extremely flexible, fits the anatomical site and is perfect for tissue protection while aspirating fluids. Our Neuro Patties have an absorption rate of 4-7 times their weight [depending on the thickness]. They offer optimal viewing under the microscope. They come in 45 different shapes and 3 different thicknesses [0.35 mm; 0.45 mm and 1.40 mm]. One of the most important features is that they have a lifespan of 5 years. | T-9054 | Patties | No | 0.25 | 3 | 1.4 | Yes | Single | Yes | Not specified |  | https://omtmedical.com/ | 80 | 10 | 8 | BX
OMT Medical | Neuro Patties | They are surgical compresses, absorbent; indicated for the control of hemorrhages and / or protection of delicate tissues and structures during surgery. As well as, for the absorption and drying of body fluids that limit the vision of the surgical field during surgical procedures. The Federal Law [EE. UU.] Restricts the sale of this device by order of a physician; They have a non-memory thread for easy identification / counting, because it is extremely flexible, fits the anatomical site and is perfect for tissue protection while aspirating fluids. Our Neuro Patties have an absorption rate of 4-7 times their weight [depending on the thickness]. They offer optimal viewing under the microscope. They come in 45 different shapes and 3 different thicknesses [0.35 mm; 0.45 mm and 1.40 mm]. One of the most important features is that they have a lifespan of 5 years. | K-9055 | Patties | No | 0.5 | 1 | 0.35 | Yes | Single | Yes | Not specified |  | https://omtmedical.com/ | 200 | 10 | 20 | BX | OMT Medical | K9055 | Unknown | Unknown | PATTIE NEURO 1/2 X 1/2 X 1 | BX |  | 260 | 260 | 260 | 260 | 260 | 1 | Sponges Neuro | 13702 | 520 | 2
OMT Medical | Neuro Patties | They are surgical compresses, absorbent; indicated for the control of hemorrhages and / or protection of delicate tissues and structures during surgery. As well as, for the absorption and drying of body fluids that limit the vision of the surgical field during surgical procedures. The Federal Law [EE. UU.] Restricts the sale of this device by order of a physician; They have a non-memory thread for easy identification / counting, because it is extremely flexible, fits the anatomical site and is perfect for tissue protection while aspirating fluids. Our Neuro Patties have an absorption rate of 4-7 times their weight [depending on the thickness]. They offer optimal viewing under the microscope. They come in 45 different shapes and 3 different thicknesses [0.35 mm; 0.45 mm and 1.40 mm]. One of the most important features is that they have a lifespan of 5 years. | V-9055 | Patties | No | 0.5 | 1 | 0.35 | Yes | Single | Yes | Not specified |  | https://omtmedical.com/ | 200 | 10 | 20 | BX
OMT Medical | Neuro Patties | They are surgical compresses, absorbent; indicated for the control of hemorrhages and / or protection of delicate tissues and structures during surgery. As well as, for the absorption and drying of body fluids that limit the vision of the surgical field during surgical procedures. The Federal Law [EE. UU.] Restricts the sale of this device by order of a physician; They have a non-memory thread for easy identification / counting, because it is extremely flexible, fits the anatomical site and is perfect for tissue protection while aspirating fluids. Our Neuro Patties have an absorption rate of 4-7 times their weight [depending on the thickness]. They offer optimal viewing under the microscope. They come in 45 different shapes and 3 different thicknesses [0.35 mm; 0.45 mm and 1.40 mm]. One of the most important features is that they have a lifespan of 5 years. | P-9055 | Patties | No | 0.5 | 1 | 0.35 | Yes | Single | Yes | Not specified |  | https://omtmedical.com/ | 100 | 10 | 10 | BX
OMT Medical | Neuro Patties | They are surgical compresses, absorbent; indicated for the control of hemorrhages and / or protection of delicate tissues and structures during surgery. As well as, for the absorption and drying of body fluids that limit the vision of the surgical field during surgical procedures. The Federal Law [EE. UU.] Restricts the sale of this device by order of a physician; They have a non-memory thread for easy identification / counting, because it is extremely flexible, fits the anatomical site and is perfect for tissue protection while aspirating fluids. Our Neuro Patties have an absorption rate of 4-7 times their weight [depending on the thickness]. They offer optimal viewing under the microscope. They come in 45 different shapes and 3 different thicknesses [0.35 mm; 0.45 mm and 1.40 mm]. One of the most important features is that they have a lifespan of 5 years. | L-9055H | Patties | No | 0.5 | 1 | 0.45 | Yes | Single | Yes | Not specified |  | https://omtmedical.com/ | 200 | 10 | 20 | BX
OMT Medical | Neuro Patties | They are surgical compresses, absorbent; indicated for the control of hemorrhages and / or protection of delicate tissues and structures during surgery. As well as, for the absorption and drying of body fluids that limit the vision of the surgical field during surgical procedures. The Federal Law [EE. UU.] Restricts the sale of this device by order of a physician; They have a non-memory thread for easy identification / counting, because it is extremely flexible, fits the anatomical site and is perfect for tissue protection while aspirating fluids. Our Neuro Patties have an absorption rate of 4-7 times their weight [depending on the thickness]. They offer optimal viewing under the microscope. They come in 45 different shapes and 3 different thicknesses [0.35 mm; 0.45 mm and 1.40 mm]. One of the most important features is that they have a lifespan of 5 years. | L-9055V | Patties | No | 0.5 | 1 | 0.45 | Yes | Single | Yes | Not specified |  | https://omtmedical.com/ | 200 | 10 | 20 | BX
OMT Medical | Neuro Patties | They are surgical compresses, absorbent; indicated for the control of hemorrhages and / or protection of delicate tissues and structures during surgery. As well as, for the absorption and drying of body fluids that limit the vision of the surgical field during surgical procedures. The Federal Law [EE. UU.] Restricts the sale of this device by order of a physician; They have a non-memory thread for easy identification / counting, because it is extremely flexible, fits the anatomical site and is perfect for tissue protection while aspirating fluids. Our Neuro Patties have an absorption rate of 4-7 times their weight [depending on the thickness]. They offer optimal viewing under the microscope. They come in 45 different shapes and 3 different thicknesses [0.35 mm; 0.45 mm and 1.40 mm]. One of the most important features is that they have a lifespan of 5 years. | T-9055 | Patties | No | 0.5 | 1 | 1.4 | Yes | Single | Yes | Not specified |  | https://omtmedical.com/ | 80 | 10 | 8 | BX
OMT Medical | Neuro Patties | They are surgical compresses, absorbent; indicated for the control of hemorrhages and / or protection of delicate tissues and structures during surgery. As well as, for the absorption and drying of body fluids that limit the vision of the surgical field during surgical procedures. The Federal Law [EE. UU.] Restricts the sale of this device by order of a physician; They have a non-memory thread for easy identification / counting, because it is extremely flexible, fits the anatomical site and is perfect for tissue protection while aspirating fluids. Our Neuro Patties have an absorption rate of 4-7 times their weight [depending on the thickness]. They offer optimal viewing under the microscope. They come in 45 different shapes and 3 different thicknesses [0.35 mm; 0.45 mm and 1.40 mm]. One of the most important features is that they have a lifespan of 5 years. | L-9056H | Patties | No | 0.5 | 1.5 | 0.45 | Yes | Single | Yes | Not specified |  | https://omtmedical.com/ | 200 | 10 | 20 | BX
OMT Medical | Neuro Patties | They are surgical compresses, absorbent; indicated for the control of hemorrhages and / or protection of delicate tissues and structures during surgery. As well as, for the absorption and drying of body fluids that limit the vision of the surgical field during surgical procedures. The Federal Law [EE. UU.] Restricts the sale of this device by order of a physician; They have a non-memory thread for easy identification / counting, because it is extremely flexible, fits the anatomical site and is perfect for tissue protection while aspirating fluids. Our Neuro Patties have an absorption rate of 4-7 times their weight [depending on the thickness]. They offer optimal viewing under the microscope. They come in 45 different shapes and 3 different thicknesses [0.35 mm; 0.45 mm and 1.40 mm]. One of the most important features is that they have a lifespan of 5 years. | L-9056V | Patties | No | 0.5 | 1.5 | 0.45 | Yes | Single | Yes | Not specified |  | https://omtmedical.com/ | 200 | 10 | 20 | BX | OMT Medical | L9056V | Unknown | Unknown | SPONGE 0.50 X 1.5 0.45MM THK BLUE NEURO PATTIES VERT MARKER | BX |  | 260 | 260 | 260 | 260 | 260 | 1 | Sponges Neuro | 13702 | 1040 | 4
OMT Medical | Neuro Patties | They are surgical compresses, absorbent; indicated for the control of hemorrhages and / or protection of delicate tissues and structures during surgery. As well as, for the absorption and drying of body fluids that limit the vision of the surgical field during surgical procedures. The Federal Law [EE. UU.] Restricts the sale of this device by order of a physician; They have a non-memory thread for easy identification / counting, because it is extremely flexible, fits the anatomical site and is perfect for tissue protection while aspirating fluids. Our Neuro Patties have an absorption rate of 4-7 times their weight [depending on the thickness]. They offer optimal viewing under the microscope. They come in 45 different shapes and 3 different thicknesses [0.35 mm; 0.45 mm and 1.40 mm]. One of the most important features is that they have a lifespan of 5 years. | T-9056 | Patties | No | 0.5 | 1.5 | 1.4 | Yes | Single | Yes | Not specified |  | https://omtmedical.com/ | 80 | 10 | 8 | BX
OMT Medical | Neuro Patties | They are surgical compresses, absorbent; indicated for the control of hemorrhages and / or protection of delicate tissues and structures during surgery. As well as, for the absorption and drying of body fluids that limit the vision of the surgical field during surgical procedures. The Federal Law [EE. UU.] Restricts the sale of this device by order of a physician; They have a non-memory thread for easy identification / counting, because it is extremely flexible, fits the anatomical site and is perfect for tissue protection while aspirating fluids. Our Neuro Patties have an absorption rate of 4-7 times their weight [depending on the thickness]. They offer optimal viewing under the microscope. They come in 45 different shapes and 3 different thicknesses [0.35 mm; 0.45 mm and 1.40 mm]. One of the most important features is that they have a lifespan of 5 years. | L-9057H | Patties | No | 0.5 | 2 | 0.45 | Yes | Single | Yes | Not specified |  | https://omtmedical.com/ | 100 | 10 | 10 | BX
OMT Medical | Neuro Patties | They are surgical compresses, absorbent; indicated for the control of hemorrhages and / or protection of delicate tissues and structures during surgery. As well as, for the absorption and drying of body fluids that limit the vision of the surgical field during surgical procedures. The Federal Law [EE. UU.] Restricts the sale of this device by order of a physician; They have a non-memory thread for easy identification / counting, because it is extremely flexible, fits the anatomical site and is perfect for tissue protection while aspirating fluids. Our Neuro Patties have an absorption rate of 4-7 times their weight [depending on the thickness]. They offer optimal viewing under the microscope. They come in 45 different shapes and 3 different thicknesses [0.35 mm; 0.45 mm and 1.40 mm]. One of the most important features is that they have a lifespan of 5 years. | L-9057V | Patties | No | 0.5 | 2 | 0.45 | Yes | Single | Yes | Not specified |  | https://omtmedical.com/ | 100 | 10 | 10 | BX
OMT Medical | Neuro Patties | They are surgical compresses, absorbent; indicated for the control of hemorrhages and / or protection of delicate tissues and structures during surgery. As well as, for the absorption and drying of body fluids that limit the vision of the surgical field during surgical procedures. The Federal Law [EE. UU.] Restricts the sale of this device by order of a physician; They have a non-memory thread for easy identification / counting, because it is extremely flexible, fits the anatomical site and is perfect for tissue protection while aspirating fluids. Our Neuro Patties have an absorption rate of 4-7 times their weight [depending on the thickness]. They offer optimal viewing under the microscope. They come in 45 different shapes and 3 different thicknesses [0.35 mm; 0.45 mm and 1.40 mm]. One of the most important features is that they have a lifespan of 5 years. | T-9057 | Patties | No | 0.5 | 2 | 1.4 | Yes | Single | Yes | Not specified |  | https://omtmedical.com/ | 80 | 10 | 8 | BX
OMT Medical | Neuro Patties | They are surgical compresses, absorbent; indicated for the control of hemorrhages and / or protection of delicate tissues and structures during surgery. As well as, for the absorption and drying of body fluids that limit the vision of the surgical field during surgical procedures. The Federal Law [EE. UU.] Restricts the sale of this device by order of a physician; They have a non-memory thread for easy identification / counting, because it is extremely flexible, fits the anatomical site and is perfect for tissue protection while aspirating fluids. Our Neuro Patties have an absorption rate of 4-7 times their weight [depending on the thickness]. They offer optimal viewing under the microscope. They come in 45 different shapes and 3 different thicknesses [0.35 mm; 0.45 mm and 1.40 mm]. One of the most important features is that they have a lifespan of 5 years. | L-9058H | Patties | No | 1 | 1 | 0.45 | Yes | Single | Yes | Not specified |  | https://omtmedical.com/ | 100 | 10 | 10 | BX
OMT Medical | Neuro Patties | They are surgical compresses, absorbent; indicated for the control of hemorrhages and / or protection of delicate tissues and structures during surgery. As well as, for the absorption and drying of body fluids that limit the vision of the surgical field during surgical procedures. The Federal Law [EE. UU.] Restricts the sale of this device by order of a physician; They have a non-memory thread for easy identification / counting, because it is extremely flexible, fits the anatomical site and is perfect for tissue protection while aspirating fluids. Our Neuro Patties have an absorption rate of 4-7 times their weight [depending on the thickness]. They offer optimal viewing under the microscope. They come in 45 different shapes and 3 different thicknesses [0.35 mm; 0.45 mm and 1.40 mm]. One of the most important features is that they have a lifespan of 5 years. | L-9058V | Patties | No | 1 | 1 | 0.45 | Yes | Single | Yes | Not specified |  | https://omtmedical.com/ | 100 | 10 | 10 | BX | OMT Medical | L9058V | Unknown | Unknown | 1 X 1-á Surgical Sponge | BX |  | 260 | 260 | 260 | 260 | 260 | 1 | Sponges Neuro | 13702 | 1820 | 7
OMT Medical | Neuro Patties | They are surgical compresses, absorbent; indicated for the control of hemorrhages and / or protection of delicate tissues and structures during surgery. As well as, for the absorption and drying of body fluids that limit the vision of the surgical field during surgical procedures. The Federal Law [EE. UU.] Restricts the sale of this device by order of a physician; They have a non-memory thread for easy identification / counting, because it is extremely flexible, fits the anatomical site and is perfect for tissue protection while aspirating fluids. Our Neuro Patties have an absorption rate of 4-7 times their weight [depending on the thickness]. They offer optimal viewing under the microscope. They come in 45 different shapes and 3 different thicknesses [0.35 mm; 0.45 mm and 1.40 mm]. One of the most important features is that they have a lifespan of 5 years. | T-9058 | Patties | No | 1 | 1 | 1.4 | Yes | Single | Yes | Not specified |  | https://omtmedical.com/ | 80 | 10 | 8 | BX
OMT Medical | Neuro Patties | They are surgical compresses, absorbent; indicated for the control of hemorrhages and / or protection of delicate tissues and structures during surgery. As well as, for the absorption and drying of body fluids that limit the vision of the surgical field during surgical procedures. The Federal Law [EE. UU.] Restricts the sale of this device by order of a physician; They have a non-memory thread for easy identification / counting, because it is extremely flexible, fits the anatomical site and is perfect for tissue protection while aspirating fluids. Our Neuro Patties have an absorption rate of 4-7 times their weight [depending on the thickness]. They offer optimal viewing under the microscope. They come in 45 different shapes and 3 different thicknesses [0.35 mm; 0.45 mm and 1.40 mm]. One of the most important features is that they have a lifespan of 5 years. | L-9059H | Patties | No | 1 | 1.5 | 0.45 | Yes | Single | Yes | Not specified |  | https://omtmedical.com/ | 100 | 10 | 10 | BX
OMT Medical | Neuro Patties | They are surgical compresses, absorbent; indicated for the control of hemorrhages and / or protection of delicate tissues and structures during surgery. As well as, for the absorption and drying of body fluids that limit the vision of the surgical field during surgical procedures. The Federal Law [EE. UU.] Restricts the sale of this device by order of a physician; They have a non-memory thread for easy identification / counting, because it is extremely flexible, fits the anatomical site and is perfect for tissue protection while aspirating fluids. Our Neuro Patties have an absorption rate of 4-7 times their weight [depending on the thickness]. They offer optimal viewing under the microscope. They come in 45 different shapes and 3 different thicknesses [0.35 mm; 0.45 mm and 1.40 mm]. One of the most important features is that they have a lifespan of 5 years. | L-9059V | Patties | No | 1 | 1.5 | 0.45 | Yes | Single | Yes | Not specified |  | https://omtmedical.com/ | 100 | 10 | 10 | BX
OMT Medical | Neuro Patties | They are surgical compresses, absorbent; indicated for the control of hemorrhages and / or protection of delicate tissues and structures during surgery. As well as, for the absorption and drying of body fluids that limit the vision of the surgical field during surgical procedures. The Federal Law [EE. UU.] Restricts the sale of this device by order of a physician; They have a non-memory thread for easy identification / counting, because it is extremely flexible, fits the anatomical site and is perfect for tissue protection while aspirating fluids. Our Neuro Patties have an absorption rate of 4-7 times their weight [depending on the thickness]. They offer optimal viewing under the microscope. They come in 45 different shapes and 3 different thicknesses [0.35 mm; 0.45 mm and 1.40 mm]. One of the most important features is that they have a lifespan of 5 years. | T-9059 | Patties | No | 1 | 1.5 | 1.4 | Yes | Single | Yes | Not specified |  | https://omtmedical.com/ | 80 | 10 | 8 | BX
OMT Medical | Neuro Patties | They are surgical compresses, absorbent; indicated for the control of hemorrhages and / or protection of delicate tissues and structures during surgery. As well as, for the absorption and drying of body fluids that limit the vision of the surgical field during surgical procedures. The Federal Law [EE. UU.] Restricts the sale of this device by order of a physician; They have a non-memory thread for easy identification / counting, because it is extremely flexible, fits the anatomical site and is perfect for tissue protection while aspirating fluids. Our Neuro Patties have an absorption rate of 4-7 times their weight [depending on the thickness]. They offer optimal viewing under the microscope. They come in 45 different shapes and 3 different thicknesses [0.35 mm; 0.45 mm and 1.40 mm]. One of the most important features is that they have a lifespan of 5 years. | K-9060 | Patties | No | 0.5 | 3 | 0.35 | Yes | Single | Yes | Not specified |  | https://omtmedical.com/ | 200 | 10 | 20 | BX
OMT Medical | Neuro Patties | They are surgical compresses, absorbent; indicated for the control of hemorrhages and / or protection of delicate tissues and structures during surgery. As well as, for the absorption and drying of body fluids that limit the vision of the surgical field during surgical procedures. The Federal Law [EE. UU.] Restricts the sale of this device by order of a physician; They have a non-memory thread for easy identification / counting, because it is extremely flexible, fits the anatomical site and is perfect for tissue protection while aspirating fluids. Our Neuro Patties have an absorption rate of 4-7 times their weight [depending on the thickness]. They offer optimal viewing under the microscope. They come in 45 different shapes and 3 different thicknesses [0.35 mm; 0.45 mm and 1.40 mm]. One of the most important features is that they have a lifespan of 5 years. | V-9060 | Patties | No | 0.5 | 3 | 0.35 | Yes | Single | Yes | Not specified |  | https://omtmedical.com/ | 200 | 10 | 20 | BX
OMT Medical | Neuro Patties | They are surgical compresses, absorbent; indicated for the control of hemorrhages and / or protection of delicate tissues and structures during surgery. As well as, for the absorption and drying of body fluids that limit the vision of the surgical field during surgical procedures. The Federal Law [EE. UU.] Restricts the sale of this device by order of a physician; They have a non-memory thread for easy identification / counting, because it is extremely flexible, fits the anatomical site and is perfect for tissue protection while aspirating fluids. Our Neuro Patties have an absorption rate of 4-7 times their weight [depending on the thickness]. They offer optimal viewing under the microscope. They come in 45 different shapes and 3 different thicknesses [0.35 mm; 0.45 mm and 1.40 mm]. One of the most important features is that they have a lifespan of 5 years. | L-9060H | Patties | No | 0.5 | 3 | 0.45 | Yes | Single | Yes | Not specified |  | https://omtmedical.com/ | 100 | 10 | 10 | BX
OMT Medical | Neuro Patties | They are surgical compresses, absorbent; indicated for the control of hemorrhages and / or protection of delicate tissues and structures during surgery. As well as, for the absorption and drying of body fluids that limit the vision of the surgical field during surgical procedures. The Federal Law [EE. UU.] Restricts the sale of this device by order of a physician; They have a non-memory thread for easy identification / counting, because it is extremely flexible, fits the anatomical site and is perfect for tissue protection while aspirating fluids. Our Neuro Patties have an absorption rate of 4-7 times their weight [depending on the thickness]. They offer optimal viewing under the microscope. They come in 45 different shapes and 3 different thicknesses [0.35 mm; 0.45 mm and 1.40 mm]. One of the most important features is that they have a lifespan of 5 years. | L-9060V | Patties | No | 0.5 | 3 | 0.45 | Yes | Single | Yes | Not specified |  | https://omtmedical.com/ | 100 | 10 | 10 | BX
OMT Medical | Neuro Patties | They are surgical compresses, absorbent; indicated for the control of hemorrhages and / or protection of delicate tissues and structures during surgery. As well as, for the absorption and drying of body fluids that limit the vision of the surgical field during surgical procedures. The Federal Law [EE. UU.] Restricts the sale of this device by order of a physician; They have a non-memory thread for easy identification / counting, because it is extremely flexible, fits the anatomical site and is perfect for tissue protection while aspirating fluids. Our Neuro Patties have an absorption rate of 4-7 times their weight [depending on the thickness]. They offer optimal viewing under the microscope. They come in 45 different shapes and 3 different thicknesses [0.35 mm; 0.45 mm and 1.40 mm]. One of the most important features is that they have a lifespan of 5 years. | T-9060 | Patties | No | 0.5 | 3 | 1.4 | Yes | Single | Yes | Not specified |  | https://omtmedical.com/ | 80 | 10 | 8 | BX
OMT Medical | Neuro Patties | They are surgical compresses, absorbent; indicated for the control of hemorrhages and / or protection of delicate tissues and structures during surgery. As well as, for the absorption and drying of body fluids that limit the vision of the surgical field during surgical procedures. The Federal Law [EE. UU.] Restricts the sale of this device by order of a physician; They have a non-memory thread for easy identification / counting, because it is extremely flexible, fits the anatomical site and is perfect for tissue protection while aspirating fluids. Our Neuro Patties have an absorption rate of 4-7 times their weight [depending on the thickness]. They offer optimal viewing under the microscope. They come in 45 different shapes and 3 different thicknesses [0.35 mm; 0.45 mm and 1.40 mm]. One of the most important features is that they have a lifespan of 5 years. | L-9061H | Patties | No | 1 | 3 | 0.45 | Yes | Single | Yes | Not specified |  | https://omtmedical.com/ | 100 | 10 | 10 | BX | OMT Medical | L9061H | Unknown | Unknown | 1 x 3 NON-TAPERED NEURO PATTIES / BLUE 0.45MM, VERTICAL | BX |  | 260 | 260 | 260 | 260 | 260 | 1 | Sponges Neuro | 13702 | 2600 | 10
OMT Medical | Neuro Patties | They are surgical compresses, absorbent; indicated for the control of hemorrhages and / or protection of delicate tissues and structures during surgery. As well as, for the absorption and drying of body fluids that limit the vision of the surgical field during surgical procedures. The Federal Law [EE. UU.] Restricts the sale of this device by order of a physician; They have a non-memory thread for easy identification / counting, because it is extremely flexible, fits the anatomical site and is perfect for tissue protection while aspirating fluids. Our Neuro Patties have an absorption rate of 4-7 times their weight [depending on the thickness]. They offer optimal viewing under the microscope. They come in 45 different shapes and 3 different thicknesses [0.35 mm; 0.45 mm and 1.40 mm]. One of the most important features is that they have a lifespan of 5 years. | L-9061V | Patties | No | 1 | 3 | 0.45 | Yes | Single | Yes | Not specified |  | https://omtmedical.com/ | 100 | 10 | 10 | BX
OMT Medical | Neuro Patties | They are surgical compresses, absorbent; indicated for the control of hemorrhages and / or protection of delicate tissues and structures during surgery. As well as, for the absorption and drying of body fluids that limit the vision of the surgical field during surgical procedures. The Federal Law [EE. UU.] Restricts the sale of this device by order of a physician; They have a non-memory thread for easy identification / counting, because it is extremely flexible, fits the anatomical site and is perfect for tissue protection while aspirating fluids. Our Neuro Patties have an absorption rate of 4-7 times their weight [depending on the thickness]. They offer optimal viewing under the microscope. They come in 45 different shapes and 3 different thicknesses [0.35 mm; 0.45 mm and 1.40 mm]. One of the most important features is that they have a lifespan of 5 years. | T-9061 | Patties | No | 1 | 3 | 1.4 | Yes | Single | Yes | Not specified |  | https://omtmedical.com/ | 80 | 10 | 8 | BX
OMT Medical | Neuro Patties | They are surgical compresses, absorbent; indicated for the control of hemorrhages and / or protection of delicate tissues and structures during surgery. As well as, for the absorption and drying of body fluids that limit the vision of the surgical field during surgical procedures. The Federal Law [EE. UU.] Restricts the sale of this device by order of a physician; They have a non-memory thread for easy identification / counting, because it is extremely flexible, fits the anatomical site and is perfect for tissue protection while aspirating fluids. Our Neuro Patties have an absorption rate of 4-7 times their weight [depending on the thickness]. They offer optimal viewing under the microscope. They come in 45 different shapes and 3 different thicknesses [0.35 mm; 0.45 mm and 1.40 mm]. One of the most important features is that they have a lifespan of 5 years. | L-9062H | Patties | No | 1.5 | 1.5 | 0.45 | Yes | Single | Yes | Not specified |  | https://omtmedical.com/ | 50 | 5 | 10 | BX
OMT Medical | Neuro Patties | They are surgical compresses, absorbent; indicated for the control of hemorrhages and / or protection of delicate tissues and structures during surgery. As well as, for the absorption and drying of body fluids that limit the vision of the surgical field during surgical procedures. The Federal Law [EE. UU.] Restricts the sale of this device by order of a physician; They have a non-memory thread for easy identification / counting, because it is extremely flexible, fits the anatomical site and is perfect for tissue protection while aspirating fluids. Our Neuro Patties have an absorption rate of 4-7 times their weight [depending on the thickness]. They offer optimal viewing under the microscope. They come in 45 different shapes and 3 different thicknesses [0.35 mm; 0.45 mm and 1.40 mm]. One of the most important features is that they have a lifespan of 5 years. | L-9062V | Patties | No | 1.5 | 1.5 | 0.45 | Yes | Single | Yes | Not specified |  | https://omtmedical.com/ | 50 | 5 | 10 | BX
OMT Medical | Neuro Patties | They are surgical compresses, absorbent; indicated for the control of hemorrhages and / or protection of delicate tissues and structures during surgery. As well as, for the absorption and drying of body fluids that limit the vision of the surgical field during surgical procedures. The Federal Law [EE. UU.] Restricts the sale of this device by order of a physician; They have a non-memory thread for easy identification / counting, because it is extremely flexible, fits the anatomical site and is perfect for tissue protection while aspirating fluids. Our Neuro Patties have an absorption rate of 4-7 times their weight [depending on the thickness]. They offer optimal viewing under the microscope. They come in 45 different shapes and 3 different thicknesses [0.35 mm; 0.45 mm and 1.40 mm]. One of the most important features is that they have a lifespan of 5 years. | T-9062 | Patties | No | 1.5 | 1.5 | 1.4 | Yes | Single | Yes | Not specified |  | https://omtmedical.com/ | 40 | 5 | 8 | BX
OMT Medical | Neuro Patties | They are surgical compresses, absorbent; indicated for the control of hemorrhages and / or protection of delicate tissues and structures during surgery. As well as, for the absorption and drying of body fluids that limit the vision of the surgical field during surgical procedures. The Federal Law [EE. UU.] Restricts the sale of this device by order of a physician; They have a non-memory thread for easy identification / counting, because it is extremely flexible, fits the anatomical site and is perfect for tissue protection while aspirating fluids. Our Neuro Patties have an absorption rate of 4-7 times their weight [depending on the thickness]. They offer optimal viewing under the microscope. They come in 45 different shapes and 3 different thicknesses [0.35 mm; 0.45 mm and 1.40 mm]. One of the most important features is that they have a lifespan of 5 years. | L-9063H | Patties | No | 0.75 | 3 | 0.45 | Yes | Single | Yes | Not specified |  | https://omtmedical.com/ | 25 | 5 | 5 | BX
OMT Medical | Neuro Patties | They are surgical compresses, absorbent; indicated for the control of hemorrhages and / or protection of delicate tissues and structures during surgery. As well as, for the absorption and drying of body fluids that limit the vision of the surgical field during surgical procedures. The Federal Law [EE. UU.] Restricts the sale of this device by order of a physician; They have a non-memory thread for easy identification / counting, because it is extremely flexible, fits the anatomical site and is perfect for tissue protection while aspirating fluids. Our Neuro Patties have an absorption rate of 4-7 times their weight [depending on the thickness]. They offer optimal viewing under the microscope. They come in 45 different shapes and 3 different thicknesses [0.35 mm; 0.45 mm and 1.40 mm]. One of the most important features is that they have a lifespan of 5 years. | L-9063V | Patties | No | 0.75 | 3 | 0.45 | Yes | Single | Yes | Not specified |  | https://omtmedical.com/ | 25 | 5 | 5 | BX
OMT Medical | Neuro Patties | They are surgical compresses, absorbent; indicated for the control of hemorrhages and / or protection of delicate tissues and structures during surgery. As well as, for the absorption and drying of body fluids that limit the vision of the surgical field during surgical procedures. The Federal Law [EE. UU.] Restricts the sale of this device by order of a physician; They have a non-memory thread for easy identification / counting, because it is extremely flexible, fits the anatomical site and is perfect for tissue protection while aspirating fluids. Our Neuro Patties have an absorption rate of 4-7 times their weight [depending on the thickness]. They offer optimal viewing under the microscope. They come in 45 different shapes and 3 different thicknesses [0.35 mm; 0.45 mm and 1.40 mm]. One of the most important features is that they have a lifespan of 5 years. | T-9063 | Patties | No | 0.75 | 3 | 1.4 | Yes | Single | Yes | Not specified |  | https://omtmedical.com/ | 40 | 5 | 8 | BX
OMT Medical | Neuro Patties | They are surgical compresses, absorbent; indicated for the control of hemorrhages and / or protection of delicate tissues and structures during surgery. As well as, for the absorption and drying of body fluids that limit the vision of the surgical field during surgical procedures. The Federal Law [EE. UU.] Restricts the sale of this device by order of a physician; They have a non-memory thread for easy identification / counting, because it is extremely flexible, fits the anatomical site and is perfect for tissue protection while aspirating fluids. Our Neuro Patties have an absorption rate of 4-7 times their weight [depending on the thickness]. They offer optimal viewing under the microscope. They come in 45 different shapes and 3 different thicknesses [0.35 mm; 0.45 mm and 1.40 mm]. One of the most important features is that they have a lifespan of 5 years. | L-9064H | Patties | No | 3 | 3 | 0.45 | Yes | Single | Yes | Not specified |  | https://omtmedical.com/ | 25 | 5 | 5 | BX
OMT Medical | Neuro Patties | They are surgical compresses, absorbent; indicated for the control of hemorrhages and / or protection of delicate tissues and structures during surgery. As well as, for the absorption and drying of body fluids that limit the vision of the surgical field during surgical procedures. The Federal Law [EE. UU.] Restricts the sale of this device by order of a physician; They have a non-memory thread for easy identification / counting, because it is extremely flexible, fits the anatomical site and is perfect for tissue protection while aspirating fluids. Our Neuro Patties have an absorption rate of 4-7 times their weight [depending on the thickness]. They offer optimal viewing under the microscope. They come in 45 different shapes and 3 different thicknesses [0.35 mm; 0.45 mm and 1.40 mm]. One of the most important features is that they have a lifespan of 5 years. | L-9064V | Patties | No | 3 | 3 | 0.45 | Yes | Single | Yes | Not specified |  | https://omtmedical.com/ | 25 | 5 | 5 | BX
OMT Medical | Neuro Patties | They are surgical compresses, absorbent; indicated for the control of hemorrhages and / or protection of delicate tissues and structures during surgery. As well as, for the absorption and drying of body fluids that limit the vision of the surgical field during surgical procedures. The Federal Law [EE. UU.] Restricts the sale of this device by order of a physician; They have a non-memory thread for easy identification / counting, because it is extremely flexible, fits the anatomical site and is perfect for tissue protection while aspirating fluids. Our Neuro Patties have an absorption rate of 4-7 times their weight [depending on the thickness]. They offer optimal viewing under the microscope. They come in 45 different shapes and 3 different thicknesses [0.35 mm; 0.45 mm and 1.40 mm]. One of the most important features is that they have a lifespan of 5 years. | T-9064 | Patties | No | 3 | 3 | 1.4 | Yes | Single | Yes | Not specified |  | https://omtmedical.com/ | 15 | 5 | 3 | BX
OMT Medical | Neuro Patties | They are surgical compresses, absorbent; indicated for the control of hemorrhages and / or protection of delicate tissues and structures during surgery. As well as, for the absorption and drying of body fluids that limit the vision of the surgical field during surgical procedures. The Federal Law [EE. UU.] Restricts the sale of this device by order of a physician; They have a non-memory thread for easy identification / counting, because it is extremely flexible, fits the anatomical site and is perfect for tissue protection while aspirating fluids. Our Neuro Patties have an absorption rate of 4-7 times their weight [depending on the thickness]. They offer optimal viewing under the microscope. They come in 45 different shapes and 3 different thicknesses [0.35 mm; 0.45 mm and 1.40 mm]. One of the most important features is that they have a lifespan of 5 years. | K-9065 | Patties | No | 1 | 3 | 0.35 | Yes | Single | Yes | Not specified |  | https://omtmedical.com/ | 80 | 10 | 8 | BX | OMT Medical | K9065 | Unknown | Unknown | 1" NEURO PATTIES | CS |  | 260 | 260 | 260 | 260 | 260 | 1 | Sponges Neuro | 13702 | 1300 | 5
OMT Medical | Neuro Patties | They are surgical compresses, absorbent; indicated for the control of hemorrhages and / or protection of delicate tissues and structures during surgery. As well as, for the absorption and drying of body fluids that limit the vision of the surgical field during surgical procedures. The Federal Law [EE. UU.] Restricts the sale of this device by order of a physician; They have a non-memory thread for easy identification / counting, because it is extremely flexible, fits the anatomical site and is perfect for tissue protection while aspirating fluids. Our Neuro Patties have an absorption rate of 4-7 times their weight [depending on the thickness]. They offer optimal viewing under the microscope. They come in 45 different shapes and 3 different thicknesses [0.35 mm; 0.45 mm and 1.40 mm]. One of the most important features is that they have a lifespan of 5 years. | V-9065 | Patties | No | 1 | 3 | 0.35 | Yes | Single | Yes | Not specified |  | https://omtmedical.com/ | 80 | 10 | 8 | BX
OMT Medical | Neuro Patties | They are surgical compresses, absorbent; indicated for the control of hemorrhages and / or protection of delicate tissues and structures during surgery. As well as, for the absorption and drying of body fluids that limit the vision of the surgical field during surgical procedures. The Federal Law [EE. UU.] Restricts the sale of this device by order of a physician; They have a non-memory thread for easy identification / counting, because it is extremely flexible, fits the anatomical site and is perfect for tissue protection while aspirating fluids. Our Neuro Patties have an absorption rate of 4-7 times their weight [depending on the thickness]. They offer optimal viewing under the microscope. They come in 45 different shapes and 3 different thicknesses [0.35 mm; 0.45 mm and 1.40 mm]. One of the most important features is that they have a lifespan of 5 years. | L-9065H | Patties | No | 1 | 3 | 0.45 | Yes | Single | Yes | Not specified |  | https://omtmedical.com/ | 40 | 5 | 8 | BX
OMT Medical | Neuro Patties | They are surgical compresses, absorbent; indicated for the control of hemorrhages and / or protection of delicate tissues and structures during surgery. As well as, for the absorption and drying of body fluids that limit the vision of the surgical field during surgical procedures. The Federal Law [EE. UU.] Restricts the sale of this device by order of a physician; They have a non-memory thread for easy identification / counting, because it is extremely flexible, fits the anatomical site and is perfect for tissue protection while aspirating fluids. Our Neuro Patties have an absorption rate of 4-7 times their weight [depending on the thickness]. They offer optimal viewing under the microscope. They come in 45 different shapes and 3 different thicknesses [0.35 mm; 0.45 mm and 1.40 mm]. One of the most important features is that they have a lifespan of 5 years. | L-9065V | Patties | No | 1 | 3 | 0.45 | Yes | Single | Yes | Not specified |  | https://omtmedical.com/ | 40 | 5 | 8 | BX
OMT Medical | Neuro Patties | They are surgical compresses, absorbent; indicated for the control of hemorrhages and / or protection of delicate tissues and structures during surgery. As well as, for the absorption and drying of body fluids that limit the vision of the surgical field during surgical procedures. The Federal Law [EE. UU.] Restricts the sale of this device by order of a physician; They have a non-memory thread for easy identification / counting, because it is extremely flexible, fits the anatomical site and is perfect for tissue protection while aspirating fluids. Our Neuro Patties have an absorption rate of 4-7 times their weight [depending on the thickness]. They offer optimal viewing under the microscope. They come in 45 different shapes and 3 different thicknesses [0.35 mm; 0.45 mm and 1.40 mm]. One of the most important features is that they have a lifespan of 5 years. | T-9065 | Patties | No | 1 | 3 | 1.4 | Yes | Single | Yes | Not specified |  | https://omtmedical.com/ | 25 | 5 | 5 | BX
OMT Medical | Neuro Patties | They are surgical compresses, absorbent; indicated for the control of hemorrhages and / or protection of delicate tissues and structures during surgery. As well as, for the absorption and drying of body fluids that limit the vision of the surgical field during surgical procedures. The Federal Law [EE. UU.] Restricts the sale of this device by order of a physician; They have a non-memory thread for easy identification / counting, because it is extremely flexible, fits the anatomical site and is perfect for tissue protection while aspirating fluids. Our Neuro Patties have an absorption rate of 4-7 times their weight [depending on the thickness]. They offer optimal viewing under the microscope. They come in 45 different shapes and 3 different thicknesses [0.35 mm; 0.45 mm and 1.40 mm]. One of the most important features is that they have a lifespan of 5 years. | P-9065D | Patties | No | 1 | 3 | 0.35 | Yes | Single | Yes | Not specified |  | https://omtmedical.com/ | 100 | 10 | 10 | BX
OMT Medical | Neuro Patties | They are surgical compresses, absorbent; indicated for the control of hemorrhages and / or protection of delicate tissues and structures during surgery. As well as, for the absorption and drying of body fluids that limit the vision of the surgical field during surgical procedures. The Federal Law [EE. UU.] Restricts the sale of this device by order of a physician; They have a non-memory thread for easy identification / counting, because it is extremely flexible, fits the anatomical site and is perfect for tissue protection while aspirating fluids. Our Neuro Patties have an absorption rate of 4-7 times their weight [depending on the thickness]. They offer optimal viewing under the microscope. They come in 45 different shapes and 3 different thicknesses [0.35 mm; 0.45 mm and 1.40 mm]. One of the most important features is that they have a lifespan of 5 years. | P-9065W | Patties | No | 1.125 | 3 | 0.35 | Yes | Single | Yes | Not specified |  | https://omtmedical.com/ | 100 | 10 | 10 | BX
OMT Medical | Neuro Patties | They are surgical compresses, absorbent; indicated for the control of hemorrhages and / or protection of delicate tissues and structures during surgery. As well as, for the absorption and drying of body fluids that limit the vision of the surgical field during surgical procedures. The Federal Law [EE. UU.] Restricts the sale of this device by order of a physician; They have a non-memory thread for easy identification / counting, because it is extremely flexible, fits the anatomical site and is perfect for tissue protection while aspirating fluids. Our Neuro Patties have an absorption rate of 4-7 times their weight [depending on the thickness]. They offer optimal viewing under the microscope. They come in 45 different shapes and 3 different thicknesses [0.35 mm; 0.45 mm and 1.40 mm]. One of the most important features is that they have a lifespan of 5 years. | K-9070 | Patties | No | 3 | 6 | 0.35 | Yes | Single | Yes | Not specified |  | https://omtmedical.com/ | 80 | 10 | 8 | BX
OMT Medical | Neuro Patties | They are surgical compresses, absorbent; indicated for the control of hemorrhages and / or protection of delicate tissues and structures during surgery. As well as, for the absorption and drying of body fluids that limit the vision of the surgical field during surgical procedures. The Federal Law [EE. UU.] Restricts the sale of this device by order of a physician; They have a non-memory thread for easy identification / counting, because it is extremely flexible, fits the anatomical site and is perfect for tissue protection while aspirating fluids. Our Neuro Patties have an absorption rate of 4-7 times their weight [depending on the thickness]. They offer optimal viewing under the microscope. They come in 45 different shapes and 3 different thicknesses [0.35 mm; 0.45 mm and 1.40 mm]. One of the most important features is that they have a lifespan of 5 years. | V-9070 | Patties | No | 3 | 6 | 0.35 | Yes | Single | Yes | Not specified |  | https://omtmedical.com/ | 80 | 10 | 8 | BX
OMT Medical | Neuro Patties | They are surgical compresses, absorbent; indicated for the control of hemorrhages and / or protection of delicate tissues and structures during surgery. As well as, for the absorption and drying of body fluids that limit the vision of the surgical field during surgical procedures. The Federal Law [EE. UU.] Restricts the sale of this device by order of a physician; They have a non-memory thread for easy identification / counting, because it is extremely flexible, fits the anatomical site and is perfect for tissue protection while aspirating fluids. Our Neuro Patties have an absorption rate of 4-7 times their weight [depending on the thickness]. They offer optimal viewing under the microscope. They come in 45 different shapes and 3 different thicknesses [0.35 mm; 0.45 mm and 1.40 mm]. One of the most important features is that they have a lifespan of 5 years. | L-9070H | Patties | No | 3 | 6 | 0.45 | Yes | Single | Yes | Not specified |  | https://omtmedical.com/ | 25 | 5 | 5 | BX
OMT Medical | Neuro Patties | They are surgical compresses, absorbent; indicated for the control of hemorrhages and / or protection of delicate tissues and structures during surgery. As well as, for the absorption and drying of body fluids that limit the vision of the surgical field during surgical procedures. The Federal Law [EE. UU.] Restricts the sale of this device by order of a physician; They have a non-memory thread for easy identification / counting, because it is extremely flexible, fits the anatomical site and is perfect for tissue protection while aspirating fluids. Our Neuro Patties have an absorption rate of 4-7 times their weight [depending on the thickness]. They offer optimal viewing under the microscope. They come in 45 different shapes and 3 different thicknesses [0.35 mm; 0.45 mm and 1.40 mm]. One of the most important features is that they have a lifespan of 5 years. | L-9070V | Patties | No | 3 | 6 | 0.45 | Yes | Single | Yes | Not specified |  | https://omtmedical.com/ | 25 | 5 | 5 | BX
OMT Medical | Neuro Patties | They are surgical compresses, absorbent; indicated for the control of hemorrhages and / or protection of delicate tissues and structures during surgery. As well as, for the absorption and drying of body fluids that limit the vision of the surgical field during surgical procedures. The Federal Law [EE. UU.] Restricts the sale of this device by order of a physician; They have a non-memory thread for easy identification / counting, because it is extremely flexible, fits the anatomical site and is perfect for tissue protection while aspirating fluids. Our Neuro Patties have an absorption rate of 4-7 times their weight [depending on the thickness]. They offer optimal viewing under the microscope. They come in 45 different shapes and 3 different thicknesses [0.35 mm; 0.45 mm and 1.40 mm]. One of the most important features is that they have a lifespan of 5 years. | T-9070 | Patties | No | 3 | 6 | 1.4 | Yes | Single | Yes | Not specified |  | https://omtmedical.com/ | 15 | 5 | 3 | BX
OMT Medical | Neuro Patties | They are surgical compresses, absorbent; indicated for the control of hemorrhages and / or protection of delicate tissues and structures during surgery. As well as, for the absorption and drying of body fluids that limit the vision of the surgical field during surgical procedures. The Federal Law [EE. UU.] Restricts the sale of this device by order of a physician; They have a non-memory thread for easy identification / counting, because it is extremely flexible, fits the anatomical site and is perfect for tissue protection while aspirating fluids. Our Neuro Patties have an absorption rate of 4-7 times their weight [depending on the thickness]. They offer optimal viewing under the microscope. They come in 45 different shapes and 3 different thicknesses [0.35 mm; 0.45 mm and 1.40 mm]. One of the most important features is that they have a lifespan of 5 years. | K-9071 | Patties | No | 3 | 4 | 0.35 | Yes | Single | Yes | Not specified |  | https://omtmedical.com/ | 80 | 10 | 8 | BX
OMT Medical | Neuro Patties | They are surgical compresses, absorbent; indicated for the control of hemorrhages and / or protection of delicate tissues and structures during surgery. As well as, for the absorption and drying of body fluids that limit the vision of the surgical field during surgical procedures. The Federal Law [EE. UU.] Restricts the sale of this device by order of a physician; They have a non-memory thread for easy identification / counting, because it is extremely flexible, fits the anatomical site and is perfect for tissue protection while aspirating fluids. Our Neuro Patties have an absorption rate of 4-7 times their weight [depending on the thickness]. They offer optimal viewing under the microscope. They come in 45 different shapes and 3 different thicknesses [0.35 mm; 0.45 mm and 1.40 mm]. One of the most important features is that they have a lifespan of 5 years. | L-9071H | Patties | No | 3 | 4 | 0.45 | Yes | Single | Yes | Not specified |  | https://omtmedical.com/ | 25 | 5 | 5 | BX
OMT Medical | Neuro Patties | They are surgical compresses, absorbent; indicated for the control of hemorrhages and / or protection of delicate tissues and structures during surgery. As well as, for the absorption and drying of body fluids that limit the vision of the surgical field during surgical procedures. The Federal Law [EE. UU.] Restricts the sale of this device by order of a physician; They have a non-memory thread for easy identification / counting, because it is extremely flexible, fits the anatomical site and is perfect for tissue protection while aspirating fluids. Our Neuro Patties have an absorption rate of 4-7 times their weight [depending on the thickness]. They offer optimal viewing under the microscope. They come in 45 different shapes and 3 different thicknesses [0.35 mm; 0.45 mm and 1.40 mm]. One of the most important features is that they have a lifespan of 5 years. | L-9071V | Patties | No | 3 | 4 | 0.45 | Yes | Single | Yes | Not specified |  | https://omtmedical.com/ | 25 | 5 | 5 | BX
OMT Medical | Neuro Patties | They are surgical compresses, absorbent; indicated for the control of hemorrhages and / or protection of delicate tissues and structures during surgery. As well as, for the absorption and drying of body fluids that limit the vision of the surgical field during surgical procedures. The Federal Law [EE. UU.] Restricts the sale of this device by order of a physician; They have a non-memory thread for easy identification / counting, because it is extremely flexible, fits the anatomical site and is perfect for tissue protection while aspirating fluids. Our Neuro Patties have an absorption rate of 4-7 times their weight [depending on the thickness]. They offer optimal viewing under the microscope. They come in 45 different shapes and 3 different thicknesses [0.35 mm; 0.45 mm and 1.40 mm]. One of the most important features is that they have a lifespan of 5 years. | T-9071 | Patties | No | 3 | 4 | 1.4 | Yes | Single | Yes | Not specified |  | https://omtmedical.com/ | 15 | 5 | 3 | BX
OMT Medical | Neuro Patties | They are surgical compresses, absorbent; indicated for the control of hemorrhages and / or protection of delicate tissues and structures during surgery. As well as, for the absorption and drying of body fluids that limit the vision of the surgical field during surgical procedures. The Federal Law [EE. UU.] Restricts the sale of this device by order of a physician; They have a non-memory thread for easy identification / counting, because it is extremely flexible, fits the anatomical site and is perfect for tissue protection while aspirating fluids. Our Neuro Patties have an absorption rate of 4-7 times their weight [depending on the thickness]. They offer optimal viewing under the microscope. They come in 45 different shapes and 3 different thicknesses [0.35 mm; 0.45 mm and 1.40 mm]. One of the most important features is that they have a lifespan of 5 years. | K-9100 | Patties | No | 0.125 | 0.5 | 0.35 | Yes | Single | Yes | Not specified |  | https://omtmedical.com/ | 200 | 10 | 20 | BX
OMT Medical | Neuro Patties | They are surgical compresses, absorbent; indicated for the control of hemorrhages and / or protection of delicate tissues and structures during surgery. As well as, for the absorption and drying of body fluids that limit the vision of the surgical field during surgical procedures. The Federal Law [EE. UU.] Restricts the sale of this device by order of a physician; They have a non-memory thread for easy identification / counting, because it is extremely flexible, fits the anatomical site and is perfect for tissue protection while aspirating fluids. Our Neuro Patties have an absorption rate of 4-7 times their weight [depending on the thickness]. They offer optimal viewing under the microscope. They come in 45 different shapes and 3 different thicknesses [0.35 mm; 0.45 mm and 1.40 mm]. One of the most important features is that they have a lifespan of 5 years. | V-9100 | Patties | No | 0.125 | 0.5 | 0.35 | Yes | Single | Yes | Not specified |  | https://omtmedical.com/ | 200 | 10 | 20 | BX
OMT Medical | Neuro Patties | They are surgical compresses, absorbent; indicated for the control of hemorrhages and / or protection of delicate tissues and structures during surgery. As well as, for the absorption and drying of body fluids that limit the vision of the surgical field during surgical procedures. The Federal Law [EE. UU.] Restricts the sale of this device by order of a physician; They have a non-memory thread for easy identification / counting, because it is extremely flexible, fits the anatomical site and is perfect for tissue protection while aspirating fluids. Our Neuro Patties have an absorption rate of 4-7 times their weight [depending on the thickness]. They offer optimal viewing under the microscope. They come in 45 different shapes and 3 different thicknesses [0.35 mm; 0.45 mm and 1.40 mm]. One of the most important features is that they have a lifespan of 5 years. | L-9100H | Patties | No | 0.125 | 0.5 | 0.45 | Yes | Single | Yes | Not specified |  | https://omtmedical.com/ | 100 | 10 | 10 | BX
OMT Medical | Neuro Patties | They are surgical compresses, absorbent; indicated for the control of hemorrhages and / or protection of delicate tissues and structures during surgery. As well as, for the absorption and drying of body fluids that limit the vision of the surgical field during surgical procedures. The Federal Law [EE. UU.] Restricts the sale of this device by order of a physician; They have a non-memory thread for easy identification / counting, because it is extremely flexible, fits the anatomical site and is perfect for tissue protection while aspirating fluids. Our Neuro Patties have an absorption rate of 4-7 times their weight [depending on the thickness]. They offer optimal viewing under the microscope. They come in 45 different shapes and 3 different thicknesses [0.35 mm; 0.45 mm and 1.40 mm]. One of the most important features is that they have a lifespan of 5 years. | T-9100 | Patties | No | 0.125 | 0.5 | 1.4 | Yes | Single | Yes | Not specified |  | https://omtmedical.com/ | 80 | 10 | 8 | BX
OMT Medical | Neuro Patties | They are surgical compresses, absorbent; indicated for the control of hemorrhages and / or protection of delicate tissues and structures during surgery. As well as, for the absorption and drying of body fluids that limit the vision of the surgical field during surgical procedures. The Federal Law [EE. UU.] Restricts the sale of this device by order of a physician; They have a non-memory thread for easy identification / counting, because it is extremely flexible, fits the anatomical site and is perfect for tissue protection while aspirating fluids. Our Neuro Patties have an absorption rate of 4-7 times their weight [depending on the thickness]. They offer optimal viewing under the microscope. They come in 45 different shapes and 3 different thicknesses [0.35 mm; 0.45 mm and 1.40 mm]. One of the most important features is that they have a lifespan of 5 years. | K-9102 | Patties | No | 0.125 | 1 | 0.35 | Yes | Single | Yes | Not specified |  | https://omtmedical.com/ | 200 | 10 | 20 | BX
OMT Medical | Neuro Patties | They are surgical compresses, absorbent; indicated for the control of hemorrhages and / or protection of delicate tissues and structures during surgery. As well as, for the absorption and drying of body fluids that limit the vision of the surgical field during surgical procedures. The Federal Law [EE. UU.] Restricts the sale of this device by order of a physician; They have a non-memory thread for easy identification / counting, because it is extremely flexible, fits the anatomical site and is perfect for tissue protection while aspirating fluids. Our Neuro Patties have an absorption rate of 4-7 times their weight [depending on the thickness]. They offer optimal viewing under the microscope. They come in 45 different shapes and 3 different thicknesses [0.35 mm; 0.45 mm and 1.40 mm]. One of the most important features is that they have a lifespan of 5 years. | V-9102 | Patties | No | 0.125 | 1 | 0.35 | Yes | Single | Yes | Not specified |  | https://omtmedical.com/ | 200 | 10 | 20 | BX
OMT Medical | Neuro Patties | They are surgical compresses, absorbent; indicated for the control of hemorrhages and / or protection of delicate tissues and structures during surgery. As well as, for the absorption and drying of body fluids that limit the vision of the surgical field during surgical procedures. The Federal Law [EE. UU.] Restricts the sale of this device by order of a physician; They have a non-memory thread for easy identification / counting, because it is extremely flexible, fits the anatomical site and is perfect for tissue protection while aspirating fluids. Our Neuro Patties have an absorption rate of 4-7 times their weight [depending on the thickness]. They offer optimal viewing under the microscope. They come in 45 different shapes and 3 different thicknesses [0.35 mm; 0.45 mm and 1.40 mm]. One of the most important features is that they have a lifespan of 5 years. | T-9102 | Patties | No | 0.125 | 1 | 1.4 | Yes | Single | Yes | Not specified |  | https://omtmedical.com/ | 80 | 10 | 8 | BX
OMT Medical | Neuro Patties | They are surgical compresses, absorbent; indicated for the control of hemorrhages and / or protection of delicate tissues and structures during surgery. As well as, for the absorption and drying of body fluids that limit the vision of the surgical field during surgical procedures. The Federal Law [EE. UU.] Restricts the sale of this device by order of a physician; They have a non-memory thread for easy identification / counting, because it is extremely flexible, fits the anatomical site and is perfect for tissue protection while aspirating fluids. Our Neuro Patties have an absorption rate of 4-7 times their weight [depending on the thickness]. They offer optimal viewing under the microscope. They come in 45 different shapes and 3 different thicknesses [0.35 mm; 0.45 mm and 1.40 mm]. One of the most important features is that they have a lifespan of 5 years. | K-9104 | Patties | No | 0.125 | 2 | 0.35 | Yes | Single | Yes | Not specified |  | https://omtmedical.com/ | 200 | 10 | 20 | BX
OMT Medical | Neuro Patties | They are surgical compresses, absorbent; indicated for the control of hemorrhages and / or protection of delicate tissues and structures during surgery. As well as, for the absorption and drying of body fluids that limit the vision of the surgical field during surgical procedures. The Federal Law [EE. UU.] Restricts the sale of this device by order of a physician; They have a non-memory thread for easy identification / counting, because it is extremely flexible, fits the anatomical site and is perfect for tissue protection while aspirating fluids. Our Neuro Patties have an absorption rate of 4-7 times their weight [depending on the thickness]. They offer optimal viewing under the microscope. They come in 45 different shapes and 3 different thicknesses [0.35 mm; 0.45 mm and 1.40 mm]. One of the most important features is that they have a lifespan of 5 years. | V-9104 | Patties | No | 0.125 | 2 | 0.35 | Yes | Single | Yes | Not specified |  | https://omtmedical.com/ | 200 | 10 | 20 | BX
OMT Medical | Neuro Patties | They are surgical compresses, absorbent; indicated for the control of hemorrhages and / or protection of delicate tissues and structures during surgery. As well as, for the absorption and drying of body fluids that limit the vision of the surgical field during surgical procedures. The Federal Law [EE. UU.] Restricts the sale of this device by order of a physician; They have a non-memory thread for easy identification / counting, because it is extremely flexible, fits the anatomical site and is perfect for tissue protection while aspirating fluids. Our Neuro Patties have an absorption rate of 4-7 times their weight [depending on the thickness]. They offer optimal viewing under the microscope. They come in 45 different shapes and 3 different thicknesses [0.35 mm; 0.45 mm and 1.40 mm]. One of the most important features is that they have a lifespan of 5 years. | T-9104 | Patties | No | 0.125 | 2 | 1.4 | Yes | Single | Yes | Not specified |  | https://omtmedical.com/ | 80 | 10 | 8 | BX
OMT Medical | Neuro Patties | They are surgical compresses, absorbent; indicated for the control of hemorrhages and / or protection of delicate tissues and structures during surgery. As well as, for the absorption and drying of body fluids that limit the vision of the surgical field during surgical procedures. The Federal Law [EE. UU.] Restricts the sale of this device by order of a physician; They have a non-memory thread for easy identification / counting, because it is extremely flexible, fits the anatomical site and is perfect for tissue protection while aspirating fluids. Our Neuro Patties have an absorption rate of 4-7 times their weight [depending on the thickness]. They offer optimal viewing under the microscope. They come in 45 different shapes and 3 different thicknesses [0.35 mm; 0.45 mm and 1.40 mm]. One of the most important features is that they have a lifespan of 5 years. | K-9106 | Patties | No | 0.125 | 2.5 | 0.35 | Yes | Single | Yes | Not specified |  | https://omtmedical.com/ | 200 | 10 | 20 | BX
OMT Medical | Neuro Patties | They are surgical compresses, absorbent; indicated for the control of hemorrhages and / or protection of delicate tissues and structures during surgery. As well as, for the absorption and drying of body fluids that limit the vision of the surgical field during surgical procedures. The Federal Law [EE. UU.] Restricts the sale of this device by order of a physician; They have a non-memory thread for easy identification / counting, because it is extremely flexible, fits the anatomical site and is perfect for tissue protection while aspirating fluids. Our Neuro Patties have an absorption rate of 4-7 times their weight [depending on the thickness]. They offer optimal viewing under the microscope. They come in 45 different shapes and 3 different thicknesses [0.35 mm; 0.45 mm and 1.40 mm]. One of the most important features is that they have a lifespan of 5 years. | V-9106 | Patties | No | 0.125 | 2.5 | 0.35 | Yes | Single | Yes | Not specified |  | https://omtmedical.com/ | 200 | 10 | 20 | BX
OMT Medical | Neuro Patties | They are surgical compresses, absorbent; indicated for the control of hemorrhages and / or protection of delicate tissues and structures during surgery. As well as, for the absorption and drying of body fluids that limit the vision of the surgical field during surgical procedures. The Federal Law [EE. UU.] Restricts the sale of this device by order of a physician; They have a non-memory thread for easy identification / counting, because it is extremely flexible, fits the anatomical site and is perfect for tissue protection while aspirating fluids. Our Neuro Patties have an absorption rate of 4-7 times their weight [depending on the thickness]. They offer optimal viewing under the microscope. They come in 45 different shapes and 3 different thicknesses [0.35 mm; 0.45 mm and 1.40 mm]. One of the most important features is that they have a lifespan of 5 years. | T-9106 | Patties | No | 0.125 | 2.5 | 1.4 | Yes | Single | Yes | Not specified |  | https://omtmedical.com/ | 80 | 10 | 8 | BX
OMT Medical | Neuro Patties | They are surgical compresses, absorbent; indicated for the control of hemorrhages and / or protection of delicate tissues and structures during surgery. As well as, for the absorption and drying of body fluids that limit the vision of the surgical field during surgical procedures. The Federal Law [EE. UU.] Restricts the sale of this device by order of a physician; They have a non-memory thread for easy identification / counting, because it is extremely flexible, fits the anatomical site and is perfect for tissue protection while aspirating fluids. Our Neuro Patties have an absorption rate of 4-7 times their weight [depending on the thickness]. They offer optimal viewing under the microscope. They come in 45 different shapes and 3 different thicknesses [0.35 mm; 0.45 mm and 1.40 mm]. One of the most important features is that they have a lifespan of 5 years. | K-9130 | Patties | Yes | 2.000 - 1.750 | 4 | 0.35 | Yes | Single | Yes | Not specified |  | https://omtmedical.com/ | 80 | 10 | 8 | BX
OMT Medical | Neuro Patties | They are surgical compresses, absorbent; indicated for the control of hemorrhages and / or protection of delicate tissues and structures during surgery. As well as, for the absorption and drying of body fluids that limit the vision of the surgical field during surgical procedures. The Federal Law [EE. UU.] Restricts the sale of this device by order of a physician; They have a non-memory thread for easy identification / counting, because it is extremely flexible, fits the anatomical site and is perfect for tissue protection while aspirating fluids. Our Neuro Patties have an absorption rate of 4-7 times their weight [depending on the thickness]. They offer optimal viewing under the microscope. They come in 45 different shapes and 3 different thicknesses [0.35 mm; 0.45 mm and 1.40 mm]. One of the most important features is that they have a lifespan of 5 years. | V-9130 | Patties | Yes | 2.000 - 1.750 | 4 | 0.35 | Yes | Single | Yes | Not specified |  | https://omtmedical.com/ | 80 | 10 | 8 | BX
OMT Medical | Neuro Patties | They are surgical compresses, absorbent; indicated for the control of hemorrhages and / or protection of delicate tissues and structures during surgery. As well as, for the absorption and drying of body fluids that limit the vision of the surgical field during surgical procedures. The Federal Law [EE. UU.] Restricts the sale of this device by order of a physician; They have a non-memory thread for easy identification / counting, because it is extremely flexible, fits the anatomical site and is perfect for tissue protection while aspirating fluids. Our Neuro Patties have an absorption rate of 4-7 times their weight [depending on the thickness]. They offer optimal viewing under the microscope. They come in 45 different shapes and 3 different thicknesses [0.35 mm; 0.45 mm and 1.40 mm]. One of the most important features is that they have a lifespan of 5 years. | L-9130H | Patties | Yes | 2.000 - 1.750 | 4 | 0.45 | Yes | Single | Yes | Not specified |  | https://omtmedical.com/ | 25 | 5 | 5 | BX
OMT Medical | Neuro Patties | They are surgical compresses, absorbent; indicated for the control of hemorrhages and / or protection of delicate tissues and structures during surgery. As well as, for the absorption and drying of body fluids that limit the vision of the surgical field during surgical procedures. The Federal Law [EE. UU.] Restricts the sale of this device by order of a physician; They have a non-memory thread for easy identification / counting, because it is extremely flexible, fits the anatomical site and is perfect for tissue protection while aspirating fluids. Our Neuro Patties have an absorption rate of 4-7 times their weight [depending on the thickness]. They offer optimal viewing under the microscope. They come in 45 different shapes and 3 different thicknesses [0.35 mm; 0.45 mm and 1.40 mm]. One of the most important features is that they have a lifespan of 5 years. | L-9130V | Patties | Yes | 2.000 - 1.750 | 4 | 0.45 | Yes | Single | Yes | Not specified |  | https://omtmedical.com/ | 25 | 5 | 5 | BX
OMT Medical | Neuro Patties | They are surgical compresses, absorbent; indicated for the control of hemorrhages and / or protection of delicate tissues and structures during surgery. As well as, for the absorption and drying of body fluids that limit the vision of the surgical field during surgical procedures. The Federal Law [EE. UU.] Restricts the sale of this device by order of a physician; They have a non-memory thread for easy identification / counting, because it is extremely flexible, fits the anatomical site and is perfect for tissue protection while aspirating fluids. Our Neuro Patties have an absorption rate of 4-7 times their weight [depending on the thickness]. They offer optimal viewing under the microscope. They come in 45 different shapes and 3 different thicknesses [0.35 mm; 0.45 mm and 1.40 mm]. One of the most important features is that they have a lifespan of 5 years. | T-9130 | Patties | Yes | 2.000 - 1.750 | 4 | 1.4 | Yes | Single | Yes | Not specified |  | https://omtmedical.com/ | 15 | 5 | 3 | BX
OMT Medical | Neuro Patties | They are surgical compresses, absorbent; indicated for the control of hemorrhages and / or protection of delicate tissues and structures during surgery. As well as, for the absorption and drying of body fluids that limit the vision of the surgical field during surgical procedures. The Federal Law [EE. UU.] Restricts the sale of this device by order of a physician; They have a non-memory thread for easy identification / counting, because it is extremely flexible, fits the anatomical site and is perfect for tissue protection while aspirating fluids. Our Neuro Patties have an absorption rate of 4-7 times their weight [depending on the thickness]. They offer optimal viewing under the microscope. They come in 45 different shapes and 3 different thicknesses [0.35 mm; 0.45 mm and 1.40 mm]. One of the most important features is that they have a lifespan of 5 years. | K-9132 | Patties | Yes | 3.000 - 2.750 | 4 | 0.35 | Yes | Single | Yes | Not specified |  | https://omtmedical.com/ | 80 | 10 | 8 | BX
OMT Medical | Neuro Patties | They are surgical compresses, absorbent; indicated for the control of hemorrhages and / or protection of delicate tissues and structures during surgery. As well as, for the absorption and drying of body fluids that limit the vision of the surgical field during surgical procedures. The Federal Law [EE. UU.] Restricts the sale of this device by order of a physician; They have a non-memory thread for easy identification / counting, because it is extremely flexible, fits the anatomical site and is perfect for tissue protection while aspirating fluids. Our Neuro Patties have an absorption rate of 4-7 times their weight [depending on the thickness]. They offer optimal viewing under the microscope. They come in 45 different shapes and 3 different thicknesses [0.35 mm; 0.45 mm and 1.40 mm]. One of the most important features is that they have a lifespan of 5 years. | V-9132 | Patties | Yes | 3.000 - 2.750 | 4 | 0.35 | Yes | Single | Yes | Not specified |  | https://omtmedical.com/ | 80 | 10 | 8 | BX
OMT Medical | Neuro Patties | They are surgical compresses, absorbent; indicated for the control of hemorrhages and / or protection of delicate tissues and structures during surgery. As well as, for the absorption and drying of body fluids that limit the vision of the surgical field during surgical procedures. The Federal Law [EE. UU.] Restricts the sale of this device by order of a physician; They have a non-memory thread for easy identification / counting, because it is extremely flexible, fits the anatomical site and is perfect for tissue protection while aspirating fluids. Our Neuro Patties have an absorption rate of 4-7 times their weight [depending on the thickness]. They offer optimal viewing under the microscope. They come in 45 different shapes and 3 different thicknesses [0.35 mm; 0.45 mm and 1.40 mm]. One of the most important features is that they have a lifespan of 5 years. | L-9132H | Patties | Yes | 3.000 - 2.750 | 4 | 0.45 | Yes | Single | Yes | Not specified |  | https://omtmedical.com/ | 25 | 5 | 5 | BX
OMT Medical | Neuro Patties | They are surgical compresses, absorbent; indicated for the control of hemorrhages and / or protection of delicate tissues and structures during surgery. As well as, for the absorption and drying of body fluids that limit the vision of the surgical field during surgical procedures. The Federal Law [EE. UU.] Restricts the sale of this device by order of a physician; They have a non-memory thread for easy identification / counting, because it is extremely flexible, fits the anatomical site and is perfect for tissue protection while aspirating fluids. Our Neuro Patties have an absorption rate of 4-7 times their weight [depending on the thickness]. They offer optimal viewing under the microscope. They come in 45 different shapes and 3 different thicknesses [0.35 mm; 0.45 mm and 1.40 mm]. One of the most important features is that they have a lifespan of 5 years. | L-9132V | Patties | Yes | 3.000 - 2.750 | 4 | 0.45 | Yes | Single | Yes | Not specified |  | https://omtmedical.com/ | 25 | 5 | 5 | BX
OMT Medical | Neuro Patties | They are surgical compresses, absorbent; indicated for the control of hemorrhages and / or protection of delicate tissues and structures during surgery. As well as, for the absorption and drying of body fluids that limit the vision of the surgical field during surgical procedures. The Federal Law [EE. UU.] Restricts the sale of this device by order of a physician; They have a non-memory thread for easy identification / counting, because it is extremely flexible, fits the anatomical site and is perfect for tissue protection while aspirating fluids. Our Neuro Patties have an absorption rate of 4-7 times their weight [depending on the thickness]. They offer optimal viewing under the microscope. They come in 45 different shapes and 3 different thicknesses [0.35 mm; 0.45 mm and 1.40 mm]. One of the most important features is that they have a lifespan of 5 years. | T-9132 | Patties | Yes | 3.000 - 2.750 | 4 | 1.4 | Yes | Single | Yes | Not specified |  | https://omtmedical.com/ | 15 | 5 | 3 | BX
SDP Inc | Neurological Patties | NEUROLOGICAL PATTIES XRAY 1/4" X 1/4" (0.65 cm X 0.65 cm) STERILE | Not specified | Patties | No | 0.25 | 0.25 | Not specified | Yes | Not specified | Yes | Not specified | No catalog number | https://www.sdpmedical.com/en/neurological-sponges | Not specified | 5; 10 | Not specified | Not specified
SDP Inc | Neurological Patties | NEUROLOGICAL PATTIES XRAY 1/4" X 1/4" (0.65 cm X 0.65 cm) STRUNG ON CARD | Not specified | Patties | No | 0.25 | 0.25 | Not specified | Yes | Not specified | Yes | Not specified | No catalog number | https://www.sdpmedical.com/en/neurological-sponges | Not specified | Not specified | Not specified | Not specified
SDP Inc | Neurological Patties | NEUROLOGICAL PATTIES XRAY 1/4" X 1/4" (0.65 cm X 0.65 cm) STERILE | Not specified | Patties | No | 0.25 | 0.25 | Not specified | Yes | Not specified | Yes | Not specified | No catalog number | https://www.sdpmedical.com/en/neurological-sponges | Not specified | 5; 10 | Not specified | Not specified
SDP Inc | Neurological Patties | NEUROLOGICAL PATTIES XRAY 1/4" X 1/4" (0.65 cm X 0.65 cm) STRUNG ON CARD STERILE | Not specified | Patties | No | 0.25 | 0.25 | Not specified | Yes | Not specified | Yes | Not specified | No catalog number | https://www.sdpmedical.com/en/neurological-sponges | Not specified | 5; 10 | Not specified | Not specified
SDP Inc | Neurological Patties | NEUROLOGICAL PATTIES XRAY 1/4" X 3" (0.65 cm X 7.62 cm) STERILE | Not specified | Patties | No | 0.25 | 3 | Not specified | Yes | Not specified | Yes | Not specified | No catalog number | https://www.sdpmedical.com/en/neurological-sponges | Not specified | 5; 10 | Not specified | Not specified
SDP Inc | Neurological Patties | NEUROLOGICAL PATTIES XRAY 1/4" X 3" (0.65 cm X 7.62 cm) STRUNG ON CARD STERILE | Not specified | Patties | No | 0.25 | 3 | Not specified | Yes | Not specified | Yes | Not specified | No catalog number | https://www.sdpmedical.com/en/neurological-sponges | Not specified | 5; 10 | Not specified | Not specified
SDP Inc | Neurological Patties | NEUROLOGICAL PATTIES XRAY 1/4" X 6" (0.65 cm X 15.24 cm) STERILE | Not specified | Patties | No | 0.25 | 6 | Not specified | Yes | Not specified | Yes | Not specified | No catalog number | https://www.sdpmedical.com/en/neurological-sponges | Not specified | 5; 10 | Not specified | Not specified
SDP Inc | Neurological Patties | NEUROLOGICAL PATTIES XRAY 1/4" X 6" (0.65 cm X 15.24 cm) STRUNG ON CARD STERILE | Not specified | Patties | No | 0.25 | 6 | Not specified | Yes | Not specified | Yes | Not specified | No catalog number | https://www.sdpmedical.com/en/neurological-sponges | Not specified | 5; 10 | Not specified | Not specified
SDP Inc | Neurological Patties | NEUROLOGICAL PATTIES XRAY 1/2" X 1/2" (1.27 cm X 1.27 cm) STERILE | Not specified | Patties | No | 0.5 | 0.5 | Not specified | Yes | Not specified | Yes | Not specified | No catalog number | https://www.sdpmedical.com/en/neurological-sponges | Not specified | 5; 10 | Not specified | Not specified
SDP Inc | Neurological Patties | NEUROLOGICAL PATTIES XRAY 1/2" X 1/2" (1.27 cm X 1.27 cm) STRUNG ON CARD STERILE | Not specified | Patties | No | 0.5 | 0.5 | Not specified | Yes | Not specified | Yes | Not specified | No catalog number | https://www.sdpmedical.com/en/neurological-sponges | Not specified | 5; 10 | Not specified | Not specified
SDP Inc | Neurological Patties | NEUROLOGICAL PATTIES XRAY 1/2" X 1 1/2" (1.27 cm X 3.81 cm) STERILE | Not specified | Patties | No | 0.5 | 1.5 | Not specified | Yes | Not specified | Yes | Not specified | No catalog number | https://www.sdpmedical.com/en/neurological-sponges | Not specified | 5; 10 | Not specified | Not specified
SDP Inc | Neurological Patties | NEUROLOGICAL PATTIES XRAY 1/2" X 1 1/2" (1.27 cm X 3.81 cm) STRUNG ON CARD STERILE | Not specified | Patties | No | 0.5 | 1.5 | Not specified | Yes | Not specified | Yes | Not specified | No catalog number | https://www.sdpmedical.com/en/neurological-sponges | Not specified | 5; 10 | Not specified | Not specified
SDP Inc | Neurological Patties | NEUROLOGICAL PATTIES XRAY 1/2" X 2" (1.27 cm X 5.08 cm) STERILE | Not specified | Patties | No | 0.5 | 2 | Not specified | Yes | Not specified | Yes | Not specified | No catalog number | https://www.sdpmedical.com/en/neurological-sponges | Not specified | 5; 10 | Not specified | Not specified
SDP Inc | Neurological Patties | NEUROLOGICAL PATTIES XRAY 1/2" X 2" (1.27 cm X 5.08 cm) STRUNG ON CARD STERILE | Not specified | Patties | No | 0.5 | 2 | Not specified | Yes | Not specified | Yes | Not specified | No catalog number | https://www.sdpmedical.com/en/neurological-sponges | Not specified | 5; 10 | Not specified | Not specified
SDP Inc | Neurological Patties | NEUROLOGICAL PATTIES XRAY 1/2" X 3" (1.27 cm X 7.62 cm) STERILE | Not specified | Patties | No | 0.5 | 3 | Not specified | Yes | Not specified | Yes | Not specified | No catalog number | https://www.sdpmedical.com/en/neurological-sponges | Not specified | 5; 10 | Not specified | Not specified
SDP Inc | Neurological Patties | NEUROLOGICAL PATTIES XRAY 1/2" X 3" (1.27 cm X 7.62 cm) STRUNG ON CARD STERILE | Not specified | Patties | No | 0.5 | 3 | Not specified | Yes | Not specified | Yes | Not specified | No catalog number | https://www.sdpmedical.com/en/neurological-sponges | Not specified | 5; 10 | Not specified | Not specified
SDP Inc | Neurological Patties | NEUROLOGICAL PATTIES XRAY 3/4" X 3/4" (1.90 cm X 1.90 cm) STERILE | Not specified | Patties | No | 0.75 | 0.75 | Not specified | Yes | Not specified | Yes | Not specified | No catalog number | https://www.sdpmedical.com/en/neurological-sponges | Not specified | 5; 10 | Not specified | Not specified
SDP Inc | Neurological Patties | NEUROLOGICAL PATTIES XRAY 3/4" X 3/4" (1.90 cm X 1.90 cm) STRUNG ON CARD STERILE | Not specified | Patties | No | 0.75 | 0.75 | Not specified | Yes | Not specified | Yes | Not specified | No catalog number | https://www.sdpmedical.com/en/neurological-sponges | Not specified | 5; 10 | Not specified | Not specified
SDP Inc | Neurological Patties | NEUROLOGICAL PATTIES XRAY 1" X 1" (2.54 cm X 2.54 cm) STERILE | Not specified | Patties | No | 1 | 1 | Not specified | Yes | Not specified | Yes | Not specified | No catalog number | https://www.sdpmedical.com/en/neurological-sponges | Not specified | 5; 10 | Not specified | Not specified
SDP Inc | Neurological Patties | NEUROLOGICAL PATTIES XRAY 1" X 1" (2.54 cm X 2.54 cm) STRUNG ON CARD STERILE | Not specified | Patties | No | 1 | 1 | Not specified | Yes | Not specified | Yes | Not specified | No catalog number | https://www.sdpmedical.com/en/neurological-sponges | Not specified | 5; 10 | Not specified | Not specified
SDP Inc | Neurological Patties | NEUROLOGICAL PATTIES XRAY 1" X 3" (2.54 cm X 7.62 cm) STERILE | Not specified | Patties | No | 1 | 3 | Not specified | Yes | Not specified | Yes | Not specified | No catalog number | https://www.sdpmedical.com/en/neurological-sponges | Not specified | 5; 10 | Not specified | Not specified
SDP Inc | Neurological Patties | NEUROLOGICAL PATTIES XRAY 1" X 3" (2.54 cm X 7.62 cm) STRUNG ON CARD STERILE | Not specified | Patties | No | 1 | 3 | Not specified | Yes | Not specified | Yes | Not specified | No catalog number | https://www.sdpmedical.com/en/neurological-sponges | Not specified | 5; 10 | Not specified | Not specified
SDP Inc | Neurological Patties | NEUROLOGICAL PATTIES XRAY 2" X 3" (5.08 cm X 7.62 cm) STERILE | Not specified | Patties | No | 2 | 3 | Not specified | Yes | Not specified | Yes | Not specified | No catalog number | https://www.sdpmedical.com/en/neurological-sponges | Not specified | 5; 10 | Not specified | Not specified
SDP Inc | Neurological Patties | NEUROLOGICAL PATTIES XRAY 2" X 3" (5.08 cm X 7.62 cm) STRUNG ON CARD STERILE | Not specified | Patties | No | 2 | 3 | Not specified | Yes | Not specified | Yes | Not specified | No catalog number | https://www.sdpmedical.com/en/neurological-sponges | Not specified | 5; 10 | Not specified | Not specified
SDP Inc | Neurological Patties | NEUROLOGICAL PATTIES XRAY 3" X 3" (7.62cm X 7.62 cm) STERILE | Not specified | Patties | No | 3 | 3 | Not specified | Yes | Not specified | Yes | Not specified | No catalog number | https://www.sdpmedical.com/en/neurological-sponges | Not specified | 5; 10 | Not specified | Not specified
SDP Inc | Neurological Patties | NEUROLOGICAL PATTIES XRAY 3" X 3" (7.62cm X 7.62 cm) STRUNG ON CARD STERILE | Not specified | Patties | No | 3 | 3 | Not specified | Yes | Not specified | Yes | Not specified | No catalog number | https://www.sdpmedical.com/en/neurological-sponges | Not specified | 5; 10 | Not specified | Not specified
SDP Inc | Neurological Strips | NEUROLOGICAL STRIPS XRAY 1/2" X 6" (1.27 cm X 15.24 cm) STERILE | Not specified | Strips | No | 0.5 | 6 | Not specified | Yes | Not specified | Yes | Not specified | No catalog number | https://www.sdpmedical.com/en/neurological-sponges | Not specified | 2; 5; 10 | Not specified | Not specified
SDP Inc | Neurological Strips | NEUROLOGICAL STRIPS XRAY 1/2" X 6" (1.27 cm X 15.24 cm) STRUNG ON CARD STERILE | Not specified | Strips | No | 0.5 | 6 | Not specified | Yes | Not specified | Yes | Not specified | No catalog number | https://www.sdpmedical.com/en/neurological-sponges | Not specified | 2; 5; 10 | Not specified | Not specified
SDP Inc | Neurological Strips | NEUROLOGICAL STRIPS XRAY 3/4" X 6" (1.90 cm X 15.24 cm) STERILE | Not specified | Strips | No | 0.75 | 6 | Not specified | Yes | Not specified | Yes | Not specified | No catalog number | https://www.sdpmedical.com/en/neurological-sponges | Not specified | 2; 5; 10 | Not specified | Not specified
SDP Inc | Neurological Strips | NEUROLOGICAL STRIPS XRAY 3/4" X 6" (1.90 cm X 15.24 cm) STRUNG ON CARD STERILE | Not specified | Strips | No | 0.75 | 6 | Not specified | Yes | Not specified | Yes | Not specified | No catalog number | https://www.sdpmedical.com/en/neurological-sponges | Not specified | 2; 5; 10 | Not specified | Not specified
SDP Inc | Neurological Strips | NEUROLOGICAL STRIPS XRAY 1" X 6" (2.54 cm X 15.24 cm) STERILE | Not specified | Strips | No | 1 | 6 | Not specified | Yes | Not specified | Yes | Not specified | No catalog number | https://www.sdpmedical.com/en/neurological-sponges | Not specified | 2; 5; 10 | Not specified | Not specified
SDP Inc | Neurological Strips | NEUROLOGICAL STRIPS XRAY 1" X 6" (2.54 cm X 15.24 cm) STRUNG ON CARD STERILE | Not specified | Strips | No | 1 | 6 | Not specified | Yes | Not specified | Yes | Not specified | No catalog number | https://www.sdpmedical.com/en/neurological-sponges | Not specified | 2; 5; 10 | Not specified | Not specified
SDP Inc | Neurological Strips | NEUROLOGICAL STRIPS XRAY 2" X 6" (5.08 cm X 15.24 cm) STERILE | Not specified | Strips | No | 2 | 6 | Not specified | Yes | Not specified | Yes | Not specified | No catalog number | https://www.sdpmedical.com/en/neurological-sponges | Not specified | 2; 5; 10 | Not specified | Not specified
SDP Inc | Neurological Strips | NEUROLOGICAL STRIPS XRAY 2" X 6" (5.08 cm X 15.24 cm) STRUNG ON CARD STERILE | Not specified | Strips | No | 2 | 6 | Not specified | Yes | Not specified | Yes | Not specified | No catalog number | https://www.sdpmedical.com/en/neurological-sponges | Not specified | 2; 5; 10 | Not specified | Not specified
SDP Inc | NON-ADHERENT NEUROLOGICAL PATTIES | NON-ADHERENT NEUROLOGICAL PATTIES XRAY 1/4" X 1/4" (0.65 cm X 0.65 cm) STERILE | Not specified | Patties | No | 0.25 | 0.25 | Not specified | Yes | Not specified | Yes | Cotton | No catalog number | https://www.sdpmedical.com/en/non-adherent-neurological-sponges | Not specified | 5; 10 | Not specified | Not specified
SDP Inc | NON-ADHERENT NEUROLOGICAL PATTIES | NON-ADHERENT NEUROLOGICAL PATTIES XRAY 1/4" X 1/4" (0.65 cm X 0.65 cm) STRUNG ON CARD STERILE | Not specified | Patties | No | 0.25 | 0.25 | Not specified | Yes | Not specified | Yes | Cotton | No catalog number | https://www.sdpmedical.com/en/non-adherent-neurological-sponges | Not specified | 5; 10 | Not specified | Not specified
SDP Inc | NON-ADHERENT NEUROLOGICAL PATTIES | NON-ADHERENT NEUROLOGICAL PATTIES XRAY 1/4" X 3" (0.65 cm X 7.62 cm) STERILE | Not specified | Patties | No | 0.25 | 3 | Not specified | Yes | Not specified | Yes | Cotton | No catalog number | https://www.sdpmedical.com/en/non-adherent-neurological-sponges | Not specified | 5; 10 | Not specified | Not specified
SDP Inc | NON-ADHERENT NEUROLOGICAL PATTIES | NON-ADHERENT NEUROLOGICAL PATTIES XRAY 1/4" X 3" (0.65 cm X 7.62 cm) STRUNG ON CARD STERILE | Not specified | Patties | No | 0.25 | 3 | Not specified | Yes | Not specified | Yes | Cotton | No catalog number | https://www.sdpmedical.com/en/non-adherent-neurological-sponges | Not specified | 5; 10 | Not specified | Not specified
SDP Inc | NON-ADHERENT NEUROLOGICAL PATTIES | NON-ADHERENT NEUROLOGICAL PATTIES XRAY 1/4" X 6" (0.65 cm X 15.24 cm) STERILE | Not specified | Patties | No | 0.25 | 6 | Not specified | Yes | Not specified | Yes | Cotton | No catalog number | https://www.sdpmedical.com/en/non-adherent-neurological-sponges | Not specified | 5; 10 | Not specified | Not specified
SDP Inc | NON-ADHERENT NEUROLOGICAL PATTIES | NON-ADHERENT NEUROLOGICAL PATTIES XRAY 1/4" X 6" (0.65 cm X 15.24 cm) STRUNG ON CARD STERILE | Not specified | Patties | No | 0.25 | 6 | Not specified | Yes | Not specified | Yes | Cotton | No catalog number | https://www.sdpmedical.com/en/non-adherent-neurological-sponges | Not specified | 5; 10 | Not specified | Not specified
SDP Inc | NON-ADHERENT NEUROLOGICAL PATTIES | NON-ADHERENT NEUROLOGICAL PATTIES XRAY 1/2" X 1/2" (1.27 cm X 1.27 cm) STERILE | Not specified | Patties | No | 0.5 | 0.5 | Not specified | Yes | Not specified | Yes | Cotton | No catalog number | https://www.sdpmedical.com/en/non-adherent-neurological-sponges | Not specified | 5; 10 | Not specified | Not specified
SDP Inc | NON-ADHERENT NEUROLOGICAL PATTIES | NON-ADHERENT NEUROLOGICAL PATTIES XRAY 1/2" X 1/2" (1.27 cm X 1.27 cm) STRUNG ON CARD STERILE | Not specified | Patties | No | 0.5 | 0.5 | Not specified | Yes | Not specified | Yes | Cotton | No catalog number | https://www.sdpmedical.com/en/non-adherent-neurological-sponges | Not specified | 5; 10 | Not specified | Not specified
SDP Inc | NON-ADHERENT NEUROLOGICAL PATTIES | NON-ADHERENT NEUROLOGICAL PATTIES XRAY 1/2" X 1 1/2" (1.27 cm X 3.81 cm) STERILE | Not specified | Patties | No | 0.5 | 1.5 | Not specified | Yes | Not specified | Yes | Cotton | No catalog number | https://www.sdpmedical.com/en/non-adherent-neurological-sponges | Not specified | 5; 10 | Not specified | Not specified
SDP Inc | NON-ADHERENT NEUROLOGICAL PATTIES | NON-ADHERENT NEUROLOGICAL PATTIES XRAY 1/2" X 1 1/2" (1.27 cm X 3.81 cm) STRUNG ON CARD STERILE | Not specified | Patties | No | 0.5 | 1.5 | Not specified | Yes | Not specified | Yes | Cotton | No catalog number | https://www.sdpmedical.com/en/non-adherent-neurological-sponges | Not specified | 5; 10 | Not specified | Not specified
SDP Inc | NON-ADHERENT NEUROLOGICAL PATTIES | NON-ADHERENT NEUROLOGICAL PATTIES XRAY 1/2" X 2" (1.27 cm X 5.08 cm) STERILE | Not specified | Patties | No | 0.5 | 2 | Not specified | Yes | Not specified | Yes | Cotton | No catalog number | https://www.sdpmedical.com/en/non-adherent-neurological-sponges | Not specified | 5; 10 | Not specified | Not specified
SDP Inc | NON-ADHERENT NEUROLOGICAL PATTIES | NON-ADHERENT NEUROLOGICAL PATTIES XRAY 1/2" X 2" (1.27 cm X 5.08 cm) STRUNG ON CARD STERILE | Not specified | Patties | No | 0.5 | 2 | Not specified | Yes | Not specified | Yes | Cotton | No catalog number | https://www.sdpmedical.com/en/non-adherent-neurological-sponges | Not specified | 5; 10 | Not specified | Not specified
SDP Inc | NON-ADHERENT NEUROLOGICAL PATTIES | NON-ADHERENT NEUROLOGICAL PATTIES XRAY 1/2" X 3" (1.27 cm X 7.62 cm) STERILE | Not specified | Patties | No | 0.5 | 3 | Not specified | Yes | Not specified | Yes | Cotton | No catalog number | https://www.sdpmedical.com/en/non-adherent-neurological-sponges | Not specified | 5; 10 | Not specified | Not specified
SDP Inc | NON-ADHERENT NEUROLOGICAL PATTIES | NON-ADHERENT NEUROLOGICAL PATTIES XRAY 1/2" X 3" (1.27 cm X 7.62 cm) STRUNG ON CARD STERILE | Not specified | Patties | No | 0.33333 | 3 | Not specified | Yes | Not specified | Yes | Cotton | No catalog number | https://www.sdpmedical.com/en/non-adherent-neurological-sponges | Not specified | 5; 10 | Not specified | Not specified
SDP Inc | NON-ADHERENT NEUROLOGICAL PATTIES | NON-ADHERENT NEUROLOGICAL PATTIES XRAY 3/4" X 3" (1.90 cm X 7.62 cm) STERILE | Not specified | Patties | No | 0.75 | 3 | Not specified | Yes | Not specified | Yes | Cotton | No catalog number | https://www.sdpmedical.com/en/non-adherent-neurological-sponges | Not specified | 5; 10 | Not specified | Not specified
SDP Inc | NON-ADHERENT NEUROLOGICAL PATTIES | NON-ADHERENT NEUROLOGICAL PATTIES XRAY 3/4" X 3" (1.90 cm X 7.62 cm) STRUNG ON CARD STERILE | Not specified | Patties | No | 0.75 | 3 | Not specified | Yes | Not specified | Yes | Cotton | No catalog number | https://www.sdpmedical.com/en/non-adherent-neurological-sponges | Not specified | 5; 10 | Not specified | Not specified
SDP Inc | NON-ADHERENT NEUROLOGICAL PATTIES | NON-ADHERENT NEUROLOGICAL PATTIES XRAY 1" X 1" (2.54 cm X 2.54 cm) STERILE | Not specified | Patties | No | 1 | 1 | Not specified | Yes | Not specified | Yes | Cotton | No catalog number | https://www.sdpmedical.com/en/non-adherent-neurological-sponges | Not specified | 5; 10 | Not specified | Not specified
SDP Inc | NON-ADHERENT NEUROLOGICAL PATTIES | NON-ADHERENT NEUROLOGICAL PATTIES XRAY 1" X 1" (2.54 cm X 2.54 cm) STRUNG ON CARD STERILE | Not specified | Patties | No | 1 | 1 | Not specified | Yes | Not specified | Yes | Cotton | No catalog number | https://www.sdpmedical.com/en/non-adherent-neurological-sponges | Not specified | 5; 10 | Not specified | Not specified
SDP Inc | NON-ADHERENT NEUROLOGICAL PATTIES | NON-ADHERENT NEUROLOGICAL PATTIES XRAY 1" X 3" (2.54 cm X 7.62 cm) STERILE | Not specified | Patties | No | 1 | 3 | Not specified | Yes | Not specified | Yes | Cotton | No catalog number | https://www.sdpmedical.com/en/non-adherent-neurological-sponges | Not specified | 5; 10 | Not specified | Not specified
SDP Inc | NON-ADHERENT NEUROLOGICAL PATTIES | NON-ADHERENT NEUROLOGICAL PATTIES XRAY 1" X 3" (2.54 cm X 7.62 cm) STRUNG ON CARD STERILE | Not specified | Patties | No | 1 | 3 | Not specified | Yes | Not specified | Yes | Cotton | No catalog number | https://www.sdpmedical.com/en/non-adherent-neurological-sponges | Not specified | 5; 10 | Not specified | Not specified
SDP Inc | NON-ADHERENT NEUROLOGICAL PATTIES | NON-ADHERENT NEUROLOGICAL PATTIES XRAY 2" X 3" (5.08 cm X 7.62 cm) STERILE | Not specified | Patties | No | 2 | 3 | Not specified | Yes | Not specified | Yes | Cotton | No catalog number | https://www.sdpmedical.com/en/non-adherent-neurological-sponges | Not specified | 5; 10 | Not specified | Not specified
SDP Inc | NON-ADHERENT NEUROLOGICAL PATTIES | NON-ADHERENT NEUROLOGICAL PATTIES XRAY 2" X 3" (5.08 cm X 7.62 cm) STRUNG ON CARD STERILE | Not specified | Patties | No | 2 | 3 | Not specified | Yes | Not specified | Yes | Cotton | No catalog number | https://www.sdpmedical.com/en/non-adherent-neurological-sponges | Not specified | 5; 10 | Not specified | Not specified
SDP Inc | NON-ADHERENT NEUROLOGICAL PATTIES | NON-ADHERENT NEUROLOGICAL PATTIES XRAY 3" X 3" (7.62cm X 7.62 cm) STERILE | Not specified | Patties | No | 3 | 3 | Not specified | Yes | Not specified | Yes | Cotton | No catalog number | https://www.sdpmedical.com/en/non-adherent-neurological-sponges | Not specified | 5; 10 | Not specified | Not specified
SDP Inc | NON-ADHERENT NEUROLOGICAL PATTIES | NON-ADHERENT NEUROLOGICAL PATTIES XRAY 3" X 3" (7.62cm X 7.62 cm) STRUNG ON CARD STERILE | Not specified | Patties | No | 3 | 3 | Not specified | Yes | Not specified | Yes | Cotton | No catalog number | https://www.sdpmedical.com/en/non-adherent-neurological-sponges | Not specified | 5; 10 | Not specified | Not specified
SDP Inc | NON-ADHERENT NEUROLOGICAL STRIPS | NON-ADHERENT NEUROLOGICAL STRIPS XRAY 1/2" X 6" (1.27 cm X 15.24 cm) STERILE | Not specified | Strips | No | 0.5 | 6 | Not specified | Yes | Not specified | Yes | Cotton | No catalog number | https://www.sdpmedical.com/en/non-adherent-neurological-sponges | Not specified | 2; 5; 10 | Not specified | Not specified
SDP Inc | NON-ADHERENT NEUROLOGICAL STRIPS | NON-ADHERENT NEUROLOGICAL STRIPS XRAY 1/2" X 6" (1.27 cm X 15.24 cm) STRUNG ON CARD STERILE | Not specified | Strips | No | 0.5 | 6 | Not specified | Yes | Not specified | Yes | Cotton | No catalog number | https://www.sdpmedical.com/en/non-adherent-neurological-sponges | Not specified | 2; 5; 10 | Not specified | Not specified
SDP Inc | NON-ADHERENT NEUROLOGICAL STRIPS | NON-ADHERENT NEUROLOGICAL STRIPS XRAY 3/4" X 6" (1.90 cm X 15.24 cm) STERILE | Not specified | Strips | No | 0.75 | 6 | Not specified | Yes | Not specified | Yes | Cotton | No catalog number | https://www.sdpmedical.com/en/non-adherent-neurological-sponges | Not specified | 2; 5; 10 | Not specified | Not specified
SDP Inc | NON-ADHERENT NEUROLOGICAL STRIPS | NON-ADHERENT NEUROLOGICAL STRIPS XRAY 3/4" X 6" (1.90 cm X 15.24 cm) STRUNG ON CARD STERILE | Not specified | Strips | No | 0.75 | 6 | Not specified | Yes | Not specified | Yes | Cotton | No catalog number | https://www.sdpmedical.com/en/non-adherent-neurological-sponges | Not specified | 2; 5; 10 | Not specified | Not specified
SDP Inc | NON-ADHERENT NEUROLOGICAL STRIPS | NON-ADHERENT NEUROLOGICAL STRIPS XRAY 1" X 6" (2.54 cm X 15.24 cm) STERILE | Not specified | Strips | No | 1 | 6 | Not specified | Yes | Not specified | Yes | Cotton | No catalog number | https://www.sdpmedical.com/en/non-adherent-neurological-sponges | Not specified | 2; 5; 10 | Not specified | Not specified
SDP Inc | NON-ADHERENT NEUROLOGICAL STRIPS | NON-ADHERENT NEUROLOGICAL STRIPS XRAY 1" X 6" (2.54 cm X 15.24 cm) STRUNG ON CARD STERILE | Not specified | Strips | No | 1 | 6 | Not specified | Yes | Not specified | Yes | Cotton | No catalog number | https://www.sdpmedical.com/en/non-adherent-neurological-sponges | Not specified | 2; 5; 10 | Not specified | Not specified
SDP Inc | NON-ADHERENT NEUROLOGICAL STRIPS | NON-ADHERENT NEUROLOGICAL STRIPS XRAY 2" X 6" (5.08 cm X 15.24 cm) STERILE | Not specified | Strips | No | 2 | 6 | Not specified | Yes | Not specified | Yes | Cotton | No catalog number | https://www.sdpmedical.com/en/non-adherent-neurological-sponges | Not specified | 2; 5; 10 | Not specified | Not specified
SDP Inc | NON-ADHERENT NEUROLOGICAL STRIPS | NON-ADHERENT NEUROLOGICAL STRIPS XRAY 2" X 6" (5.08 cm X 15.24 cm) STRUNG ON CARD STERILE | Not specified | Strips | No | 2 | 6 | Not specified | Yes | Not specified | Yes | Cotton | No catalog number | https://www.sdpmedical.com/en/non-adherent-neurological-sponges | Not specified | 2; 5; 10 | Not specified | Not specified
SDP Inc | Surgical Strips | SURGICAL STRIPS XRAY 1/2" X 6" (1.27 cm X 15.24 cm) STERILE | Not specified | Strips | No | 0.5 | 6 | Not specified | Yes | Not specified | Yes | Not specified | No catalog number | https://www.sdpmedical.com/en/neurological-sponges | Not specified | 2; 5; 10 | Not specified | Not specified
SDP Inc | Surgical Strips | SURGICAL STRIPS XRAY 3/4" X 6" (1.90 cm X 15.24 cm) STERILE | Not specified | Strips | No | 0.75 | 6 | Not specified | Yes | Not specified | Yes | Not specified | No catalog number | https://www.sdpmedical.com/en/neurological-sponges | Not specified | 2; 5; 10 | Not specified | Not specified
SDP Inc | Surgical Strips | SURGICAL STRIPS XRAY 1" X 6" (2.54 cm X 15.24 cm) STERILE | Not specified | Strips | No | 1 | 6 | Not specified | Yes | Not specified | Yes | Not specified | No catalog number | https://www.sdpmedical.com/en/neurological-sponges | Not specified | 2; 5; 10 | Not specified | Not specified
SDP Inc | Surgical Strips | SURGICAL STRIPS XRAY 2" X 6" (5.08 cm X 15.24 cm) STERILE | Not specified | Strips | No | 2 | 6 | Not specified | Yes | Not specified | Yes | Not specified | No catalog number | https://www.sdpmedical.com/en/neurological-sponges | Not specified | 2; 5; 10 | Not specified | Not specified
STERIS Corp | Cotton Patties | ½ in. x ½ in. (1.3 cm x 1.3 cm), double strung, cotton | NL9051 | Patties | No | 0.5 | 0.5 | Not specified | Yes | Double | Not specified | Cotton |  | https://image.tigermedical.com/Brochures/BDNL9054--20191002014024325.pdf | 200 | 10 | 20 | CS
STERIS Corp | Cotton Patties | ½ in. x 1 in. (1.3 cm x 2.5 cm), double strung, cotton | NL9053 | Patties | No | 0.5 | 1 | Not specified | Yes | Double | Not specified | Cotton |  | https://image.tigermedical.com/Brochures/BDNL9054--20191002014024325.pdf | 200 | 10 | 20 | CS
STERIS Corp | Cotton Patties | ½ in. x 1 ½ in. (1.3 cm x 3.8 cm), double strung, cotton | NL9055 | Patties | No | 0.5 | 1.5 | Not specified | Yes | Double | Not specified | Cotton |  | https://image.tigermedical.com/Brochures/BDNL9054--20191002014024325.pdf | 200 | 10 | 20 | CS
STERIS Corp | Cotton Patties | ½ in. x 3 in. (1.3 cm x 7.6 cm), double strung, cotton | NL9058 | Patties | No | 0.5 | 3 | Not specified | Yes | Double | Not specified | Cotton |  | https://image.tigermedical.com/Brochures/BDNL9054--20191002014024325.pdf | 200 | 10 | 20 | CS
STERIS Corp | Cotton Patties | 3/4 in. x 3/4 in. (1.9 cm x 1.9 cm), double strung, cotton | NL9052 | Patties | No | 0.75 | 0.75 | Not specified | Yes | Double | Not specified | Cotton |  | https://image.tigermedical.com/Brochures/BDNL9054--20191002014024325.pdf | 200 | 10 | 20 | CS
STERIS Corp | Cotton Patties | 1 in. x 1 in. (2.5 cm x 2.5 cm), double strung, cotton | NL9054 | Patties | No | 1 | 1 | Not specified | Yes | Double | Not specified | Cotton |  | https://image.tigermedical.com/Brochures/BDNL9054--20191002014024325.pdf | 200 | 10 | 20 | CS
STERIS Corp | Cotton Patties | 1 in. x 3 in. (2.5 cm x 7.6 cm), double strung, cotton | NL9059 | Patties | No | 1 | 3 | Not specified | Yes | Double | Not specified | Cotton |  | https://image.tigermedical.com/Brochures/BDNL9054--20191002014024325.pdf | 200 | 10 | 20 | CS
STERIS Corp | Cotton Patties | 3 in. x 3 in. (7.6 cm x 7.6 cm), double strung, cotton | NL9060 | Patties | No | 3 | 3 | Not specified | Yes | Double | Not specified | Cotton |  | https://image.tigermedical.com/Brochures/BDNL9054--20191002014024325.pdf | 200 | 10 | 20 | CS
STERIS Corp | Rayon Neuro Patties | ¼ in. x ¼ in. (.6 cm x .6 cm), strung, rayon | 23275-310 | Patties | No | 0.25 | 0.25 | Not specified | Yes | Single | Yes | Rayon |  | https://image.tigermedical.com/Brochures/BDNL9054--20191002014024325.pdf | 200 | 10 | 20 | CS
STERIS Corp | Rayon Neuro Patties | ¼ in. x 3 in. (.6 cm x 7.6 cm), strung, rayon | 23275-330 | Patties | No | 0.25 | 3 | Not specified | Yes | Single | Yes | Rayon |  | https://image.tigermedical.com/Brochures/BDNL9054--20191002014024325.pdf | 200 | 10 | 20 | CS
STERIS Corp | Rayon Neuro Patties | ¼ in. x 1 ½ in. (.6 cm x 3.8 cm), strung, rayon | 23275-340 | Patties | No | 0.25 | 1.5 | Not specified | Yes | Single | Yes | Rayon |  | https://image.tigermedical.com/Brochures/BDNL9054--20191002014024325.pdf | 200 | 10 | 20 | CS
STERIS Corp | Rayon Neuro Patties | 3/4 in. x 3/4 in. (1.9 cm x 1.9 cm), strung, rayon | 23275-350 | Patties | No | 0.75 | 0.75 | Not specified | Yes | Single | Yes | Rayon |  | https://image.tigermedical.com/Brochures/BDNL9054--20191002014024325.pdf | 200 | 10 | 20 | CS
STERIS Corp | Rayon Neuro Patties | ½ in. x ½ in. (1.3 cm x 1.3 cm), strung, rayon | 23275-510 | Patties | No | 0.5 | 0.5 | Not specified | Yes | Single | Yes | Rayon |  | https://image.tigermedical.com/Brochures/BDNL9054--20191002014024325.pdf | 200 | 10 | 20 | CS
STERIS Corp | Rayon Neuro Patties | ½ in. x 1 in. (1.3 cm x 2.5 cm), strung, rayon | 23275-520 | Patties | No | 0.5 | 1 | Not specified | Yes | Single | Yes | Rayon |  | https://image.tigermedical.com/Brochures/BDNL9054--20191002014024325.pdf | 200 | 10 | 20 | CS
STERIS Corp | Rayon Neuro Patties | ½ in. x 3 in. (1.3 cm x 7.6 cm), strung, rayon | 23275-530 | Patties | No | 0.5 | 3 | Not specified | Yes | Single | Yes | Rayon |  | https://image.tigermedical.com/Brochures/BDNL9054--20191002014024325.pdf | 200 | 10 | 20 | CS
STERIS Corp | Rayon Neuro Patties | ½ in. x 1 ½ in. (1.3 cm x 3.8 cm), strung, rayon | 23275-540 | Patties | No | 0.5 | 1.5 | Not specified | Yes | Single | Yes | Rayon |  | https://image.tigermedical.com/Brochures/BDNL9054--20191002014024325.pdf | 200 | 10 | 20 | CS
STERIS Corp | Rayon Neuro Patties | 1 in. x 1 in. (2.5 cm x 2.5 cm), strung, rayon | 23275-550 | Patties | No | 1 | 1 | Not specified | Yes | Single | Yes | Rayon |  | https://image.tigermedical.com/Brochures/BDNL9054--20191002014024325.pdf | 200 | 10 | 20 | CS | BD - Becton Dickinson | 23275550 | STERIS Corp | 23275550 | PATTIE NEURO X-RAY DET 1X1 | CS |  | 276.82 | 276.82 | 276.82 | 276.82 | 276.82 | 2 | Sponges Neuro | 13702 | 1107.28 | 4
STERIS Corp | Rayon Neuro Patties | 1 in. x 3 in. (2.5 cm x 7.6 cm), strung, rayon | 23275-560 | Patties | No | 1 | 3 | Not specified | Yes | Single | Yes | Rayon |  | https://image.tigermedical.com/Brochures/BDNL9054--20191002014024325.pdf | 200 | 10 | 20 | CS
STERIS Corp | Rayon Neuro Patties | ½ in. x 2 in. (1.3 cm x 5 cm), strung, rayon | 23275-570 | Patties | No | 0.5 | 2 | Not specified | Yes | Single | Yes | Rayon |  | https://image.tigermedical.com/Brochures/BDNL9054--20191002014024325.pdf | 200 | 10 | 20 | CS
STERIS Corp | Rayon Neuro Patties | 3 in. x 3 in. (7.6 cm x 7.6 cm), strung, rayon | 23275-580 | Patties | No | 3 | 3 | Not specified | Yes | Single | Yes | Rayon |  | https://image.tigermedical.com/Brochures/BDNL9054--20191002014024325.pdf | 200 | 10 | 20 | CS
Teleflex Medical | Gardlok | Patties, 1/2" x 1/2", 200 per box, 10 per accountability card | 200100 | Patties | No | 0.5 | 0.5 | Not specified | Yes | Double | Yes | Non-woven cotton |  | https://us.myteleflex.com/en/USD/All-Categories/Surgical-Instruments/General/Neuro-Sponges/p/su-NeuroSponges | 200 | 10 | 20 | BX | Teleflex Medical | 200100 | Teleflex Medical | 200100 | SPONGE SRG .5X.5IN 1 STRING NEUROSURGICAL RADOPQ WECK STRL | BX | 20 | 87 | 90 | 93 | 166 | 269.44 | 24 | Sponges Neuro | 13702 | 10397.73 | 89
Teleflex Medical | Gardlok | Patties, 1" x 1", 200 per box, 10 per accountability card | 200101 | Patties | No | 1 | 1 | Not specified | Yes | Double | Yes | Non-woven cotton |  | https://us.myteleflex.com/en/USD/All-Categories/Surgical-Instruments/General/Neuro-Sponges/p/su-NeuroSponges | 200 | 10 | 20 | BX | Teleflex Medical | 200101 | Teleflex Medical | 200101 | SPONGE NEURO 1X1 | BX | 20 | 84 | 91.76 | 93 | 177 | 200 | 7 | Sponges Neuro | 13702 | 2517.52 | 22
Teleflex Medical | Gardlok | Patties, 1" x 3", 200 per box, 10 per accountability card | 200102 | Patties | No | 1 | 3 | Not specified | Yes | Double | Yes | Non-woven cotton |  | https://us.myteleflex.com/en/USD/All-Categories/Surgical-Instruments/General/Neuro-Sponges/p/su-NeuroSponges | 200 | 10 | 20 | BX | Teleflex Medical | 200102 | Teleflex Medical | 200102 | SPONGE SRG 3X1IN 1 STRING NEUROSURGICAL RADOPQ STRL | BX | 200 | 94 | 97 | 100 | 103.5 | 297.15 | 14 | Sponges Neuro | 13702 | 6213.35 | 60
Teleflex Medical | Gardlok | Patties, 1/2" x 1 1/2", 200 per box, 10 per accountability card | 200103 | Patties | No | 0.5 | 1.5 | Not specified | Yes | Double | Yes | Non-woven cotton |  | https://us.myteleflex.com/en/USD/All-Categories/Surgical-Instruments/General/Neuro-Sponges/p/su-NeuroSponges | 200 | 10 | 20 | BX | Teleflex Medical | 200103 | Teleflex Medical | 200103 | SPONGE SRG 1.5X.5IN NEUROLOGICAL STRL | BX | 200 | 85 | 85 | 85 | 91 | 91 | 7 | Sponges Neuro | 13702 | 4936 | 53
Teleflex Medical | Gardlok | Patties, 1/2" x 3", 200 per box, 10 per accountability card | 200104 | Patties | No | 0.5 | 3 | Not specified | Yes | Double | Yes | Non-woven cotton |  | https://us.myteleflex.com/en/USD/All-Categories/Surgical-Instruments/General/Neuro-Sponges/p/su-NeuroSponges | 200 | 10 | 20 | BX | Teleflex Medical | 200104 | Teleflex Medical | 200104 | WECKSORB 1/2 X 3 | BX | 20 | 84 | 87 | 93 | 93 | 96 | 22 | Sponges Neuro | 13702 | 11798.3 | 129
Teleflex Medical | Gardlok | Patties, 3/4" x 3/4", 200 per box, 10 per accountability card | 200105 | Patties | No | 0.75 | 0.75 | Not specified | Yes | Double | Yes | Non-woven cotton |  | https://us.myteleflex.com/en/USD/All-Categories/Surgical-Instruments/General/Neuro-Sponges/p/su-NeuroSponges | 200 | 10 | 20 | BX | Teleflex Medical | 200105 | Teleflex Medical | 200105 | SPONGE NEURO 3/4X3/4 | BX |  | 88 | 88 | 88 | 91 | 91 | 2 | Sponges Neuro | 13702 | 722 | 8
Teleflex Medical | Gardlok | Patties, 1/2" x 1", 200 per box, 10 per accountability card | 200106 | Patties | No | 0.5 | 1 | Not specified | Yes | Double | Yes | Non-woven cotton |  | https://us.myteleflex.com/en/USD/All-Categories/Surgical-Instruments/General/Neuro-Sponges/p/su-NeuroSponges | 200 | 10 | 20 | BX | Teleflex Medical | 200106 | Teleflex Medical | 200106 | SPONGE NEURO 1/2 X 1 200106 | BX | 200 | 93 | 99 | 102 | 102 | 137.12 | 10 | Sponges Neuro | 13702 | 3326.17 | 33
Teleflex Medical | Gardlok | Patties, 3" x 3", 200 per box, 10 per accountability card | 200108 | Patties | No | 3 | 3 | Not specified | Yes | Double | Yes | Non-woven cotton |  | https://us.myteleflex.com/en/USD/All-Categories/Surgical-Instruments/General/Neuro-Sponges/p/su-NeuroSponges | 200 | 10 | 20 | BX
Teleflex Medical | Gardlok | Patties, 1/2" x 1/2", 200 per box, 10 per accountability card | 200110 | Patties | No | 0.5 | 0.5 | Not specified | No | Double | Yes | Non-woven cotton |  | https://us.myteleflex.com/en/USD/All-Categories/Surgical-Instruments/General/Neuro-Sponges/p/su-NeuroSponges | 200 | 10 | 20 | BX
Teleflex Medical | Gardlok | Patties, 1/2" x 3", 200 per box, 10 per accountability card | 200112 | Patties | No | 0.5 | 3 | Not specified | No | Double | Yes | Non-woven cotton |  | https://us.myteleflex.com/en/USD/All-Categories/Surgical-Instruments/General/Neuro-Sponges/p/su-NeuroSponges | 200 | 10 | 20 | BX | Teleflex Medical | 200112 | Teleflex Medical | 200112 | NEURO SPONGE STR 1/2X3 | BX |  | 82 | 82 | 82 | 82 | 82 | 1 | Sponges Neuro | 13702 | 82 | 1
Teleflex Medical | Gardlok | Strips, 3/8" x 6", 100 per box, 10 per pouch | 200120 | Strips | No | 0.375 | 6 | Not specified | Yes | Double | Yes | Non-woven cotton |  | https://us.myteleflex.com/en/USD/All-Categories/Surgical-Instruments/General/Neuro-Sponges/p/su-NeuroSponges | 100 | 10 | 10 | BX | Teleflex Medical | 200120 | Teleflex Medical | 200120 | Teleflex Medical - 200120 | BX |  | 50 | 50 | 50 | 60 | 60 | 2 | Sponges Neuro | 13702 | 230 | 4
Teleflex Medical | Gardlok | Strips, 1/2" x 6", 100 per box, 10 per pouch | 200121 | Strips | No | 0.5 | 6 | Not specified | Yes | Double | Yes | Non-woven cotton |  | https://us.myteleflex.com/en/USD/All-Categories/Surgical-Instruments/General/Neuro-Sponges/p/su-NeuroSponges | 100 | 10 | 10 | BX | Teleflex Medical | 200121 | Teleflex Medical | 200121 | Teleflex Medical - 200121 | BX |  | 50 | 50 | 56.1 | 66.25 | 97 | 12 | Sponges Neuro | 13702 | 3771.9 | 54
Teleflex Medical | Gardlok | Strips, 1" x 6", 100 per box, 10 per pouch | 200123 | Strips | No | 1 | 6 | Not specified | No | Double | Yes | Non-woven cotton |  | https://us.myteleflex.com/en/USD/All-Categories/Surgical-Instruments/General/Neuro-Sponges/p/su-NeuroSponges | 100 | 10 | 10 | BX | Teleflex Medical | 200123 | Teleflex Medical | 200123 | SPONGE NEURO STER 1X6" | BX |  | 46 | 46 | 46 | 51 | 51 | 2 | Sponges Neuro | 13702 | 194 | 4
Teleflex Medical | Gardlok | Strips, 1/2" x 6", 100 per box, 10 pouch | 200131 | Strips | No | 0.5 | 6 | Not specified | No | Double | Yes | Non-woven cotton |  | https://us.myteleflex.com/en/USD/All-Categories/Surgical-Instruments/General/Neuro-Sponges/p/su-NeuroSponges | 100 | 10 | 10 | BX

## Disclaimer
Notice: The data contained in Staritas’ Supply Guide™ database has been submitted by Staritas’ Supply Guide members on a voluntary basis. Members agree not to provide staritas with any data or information that is otherwise confidential in nature or that is protected under a confidentiality agreement with a third party. For selected items in the Supply Guide database, staritas standardizes vendor and manufacturer names, item descriptions and related codes from staritas’s Universal Medical Device Nomenclature System™ (UMDNS). staritas makes no representations or warranties of any kind, including any implied warranty of merchantability of fitness, or representations regarding the accuracy or timeliness of the data or information, in the database, or any data derived therefrom, (including but not limited to data downloaded by the Member or data provided to Member by staritas). Staritas’ Supply Guide pricing is based upon data with purchase dates within the last thirteen (13) month time period. The "low price" is the lowest price that has been submitted to staritas for an item, the "25th percentile price" represents the mid-point between the "low price" and "median price" submitted, the "median price" represents the mid-point of all of the prices submitted for an item, the “75th percentile price” represents the mid-point between the "median price" and "high price" and the "high price" is the highest price that has been submitted to staritas. Usage figures and rebates are not taken into consideration in the calculation of the Supply Guide prices. The identities of organizations submitting data to Supply Guide are not posted. Supply Guide reports are confidential and are solely for internal, non-commercial purposes within the member organization. Reports shall not be distributed, published, broadcast or sold, in whole or in part, to any third parties, including but not limited to contractors/or consultants. In addition, member organizations shall not use any information contained herein, including staritas’s name or the names of its products and services, for marketing, or promotional purposes without staritas’ prior written approval.