## Cover
Supply Guide
Functional Equivalents Report
November 4, 2022
Match Percentage At or Above: | 75%
Results exclude matches from the same manufacturer
Category | KPIs | Manufacturers
Tubes Tracheostomy/Laryngectomy | INNER DIAMETER (ID), mm(10) | Boston Medical Products GF Health Products ICU Medical Inc Integra LifeSciences Medtronic Minimally Invasive Novo Surgical Inc Premier Medical Prod Sklar Corp SunMed LLC Teleflex Medical Tracoe
OUTER DIAMETER (OD), mm(10)
TOTAL LENGTH, mm(10)
PROXIMAL LENGTH, mm(10)
DISTAL LENGTH, mm(10)
CUFF(10)
INNER CANNULA TYPE(7)
MATERIAL TYPE(7)
FENESTRATED(7)
MARKETED AS AIDING IN SUCTION(5)
ADJUSTABLE(5)
MARKETED AS HAVING A BEVELED TIP(3)
WIRE-REINFORCED(3)
FLANGE SHAPE(3)
COLOR-CODED(2)
MR-CONDITIONAL(2)
RADIOPAQUE(2)
Prepared By: | Tim Merlino
tmerlino@ecri.org

## Best Matches
Current Usage | [15 empty] | Functional Equivalents
Facility Name | Category | Manufacturer Name | Manufacturer Catalog Num | Manufacturer Product Description | Material | UOM | Conversion Factor | Low | 25th Percentile | Median | 75th Percentile | High | Members Submitting | National Spend | National Usage | Match Type | KPI Match % | Manufacturer Name | Manufacturer Catalog Num | Description | UOM | Conversion Factor | Low | 25th Percentile | Median | 75th Percentile | High | Members Submitting | National Spend | National Usage | INNER DIAMETER (ID), mm(10) | OUTER DIAMETER (OD), mm(10) | TOTAL LENGTH, mm(10) | PROXIMAL LENGTH, mm(10) | DISTAL LENGTH, mm(10) | CUFF(10) | INNER CANNULA TYPE(7) | MATERIAL TYPE(7) | FENESTRATED(7) | MARKETED AS AIDING IN SUCTION(5) | ADJUSTABLE(5) | MARKETED AS HAVING A BEVELED TIP(3) | WIRE-REINFORCED(3) | FLANGE SHAPE(3) | COLOR-CODED(2) | MR-CONDITIONAL(2) | RADIOPAQUE(2) | Material
| Tubes Tracheostomy/Laryngectomy | ICU Medical Inc | 60HA25 | TUBE TRACHEOSTOMY SIZE 2.5 L55MM OD4MM ID2.5MM WHITE SILICONE CUFFLESS ADJUSTABLE FLEXIBLE WIRE REINFORCED MR CONDITIONAL CE MARKED TWILL TRACH TIE INTEGRATED 15MM CONNECTOR STERILE PEDIATRIC LATEX FREE PORTEX BIVONA | Silicone | EA | 1 | 155.66 | 155.66 | 163.44 | 163.45 | 183.34 | 4 | 1658.66 | 10 | Alternative | 83% | Medtronic Minimally Invasive | 25NEF | TUBE TRACHEOSTOMY SIZE 2.5 L30MM OD4.2MM ID2.5MM WHITE POLYVINYLCHLORIDE DEHP FREE CUFFLESS INTEGRATED CONNECTOR TRANSPARENT FLANGE TAPE TIE RECESS PROMOTE AIRFLOW FLEXIBLE MR CONDITIONAL NEONATAL LATEX FREE DISPOSABLE SHILEY | EA | 1 | 31.35 | 31.85 | 45.5 | 45.95 | 50 | 7 | 1496.75 | 43 | X | X |  | X | X | X | X | X | X | X |  | X |  | X | X | X | X | PVC
| Tubes Tracheostomy/Laryngectomy | ICU Medical Inc | 60HA30 | TUBE TRACHEOSTOMY SIZE 3.0 L60MM OD4.7MM ID3MM WHITE SILICONE CUFFLESS ADJUSTABLE FLEXIBLE WIRE REINFORCED MR CONDITIONAL CE MARKED TWILL TRACH TIE INTEGRATED 15MM CONNECTOR STERILE PEDIATRIC LATEX FREE PORTEX BIVONA | Silicone | EA | 1 | 163.44 | 163.45 | 172.84 | 183.34 | 195.87 | 11 | 13430.05 | 77 | Alternative | 83% | Medtronic Minimally Invasive | 30PEF | TUBE TRACHEOSTOMY SIZE 3.0 L39MM OD4.8MM ID3MM WHITE POLYVINYLCHLORIDE DEHP FREE CUFFLESS INTEGRATED CONNECTOR TRANSPARENT FLANGE TAPE TIE RECESS PROMOTE AIRFLOW FLEXIBLE MR CONDITIONAL PEDIATRIC LATEX FREE DISPOSABLE SHILEY | EA | 1 | 34.33 | 45.07 | 46.41 | 46.43 | 53.82 | 87 | 40945.4418 | 884 | X | X |  | X | X | X | X | X | X | X |  | X |  | X | X | X | X | PVC
| Tubes Tracheostomy/Laryngectomy | ICU Medical Inc | 60HA35 | TUBE TRACHEOSTOMY SIZE 3.5 L65MM OD5.3MM ID3.5MM WHITE SILICONE CUFFLESS ADJUSTABLE FLEXIBLE WIRE REINFORCED MR CONDITIONAL CE MARKED TWILL TRACH TIE INTEGRATED 15MM CONNECTOR STERILE PEDIATRIC LATEX FREE PORTEX BIVONA | Silicone | EA | 1 | 156.36 | 163.44 | 163.45 | 183.34 | 189.48 | 14 | 18791.6 | 107 | Alternative | 83% | Medtronic Minimally Invasive | 35PEF | TUBE TRACHEOSTOMY SIZE 3.5 L40MM OD5.4MM ID3.5MM WHITE POLYVINYLCHLORIDE DEHP FREE CUFFLESS INTEGRATED CONNECTOR TRANSPARENT FLANGE TAPE TIE RECESS PROMOTE AIRFLOW FLEXIBLE MR CONDITIONAL PEDIATRIC LATEX FREE DISPOSABLE SHILEY | EA | 1 | 39.91 | 45.5 | 45.96 | 46.43 | 55.2 | 101 | 60357.95 | 1307 | X | X |  | X | X | X | X | X | X | X |  | X |  | X | X | X | X | PVC
| Tubes Tracheostomy/Laryngectomy | ICU Medical Inc | 60HA40 | TUBE TRACHEOSTOMY SIZE 4.0 L70MM OD6MM ID4MM WHITE SILICONE CUFFLESS ADJUSTABLE FLEXIBLE WIRE REINFORCED MR CONDITIONAL CE MARKED TWILL TRACH TIE INTEGRATED 15MM CONNECTOR STERILE PEDIATRIC LATEX FREE PORTEX BIVONA | Silicone | EA | 1 | 155.66 | 163.44 | 168.5 | 183.34 | 195.87 | 16 | 15254.59 | 87 | Alternative | 83% | Medtronic Minimally Invasive | 40PEF | TUBE TRACHEOSTOMY SIZE 4.0 L41MM OD6MM ID4MM WHITE POLYVINYLCHLORIDE DEHP FREE CUFFLESS INTEGRATED CONNECTOR TRANSPARENT FLANGE TAPE TIE RECESS PROMOTE AIRFLOW FLEXIBLE MR CONDITIONAL PEDIATRIC LATEX FREE DISPOSABLE SHILEY | EA | 1 | 36.39 | 44.8 | 45.5 | 46.43 | 55.2 | 114 | 67766.96 | 1465 | X | X |  | X | X | X | X | X | X | X |  | X |  | X | X | X | X | PVC
| Tubes Tracheostomy/Laryngectomy | ICU Medical Inc | 60HA45 | TUBE TRACHEOSTOMY SIZE 4.5 L75MM OD6.7MM ID4.5MM WHITE SILICONE CUFFLESS ADJUSTABLE FLEXIBLE WIRE REINFORCED MR CONDITIONAL CE MARKED TWILL TRACH TIE INTEGRATED 15MM CONNECTOR STERILE PEDIATRIC LATEX FREE PORTEX BIVONA | Silicone | EA | 1 | 155.66 | 163.45 | 172.84 | 183.34 | 193.65 | 11 | 11349.1 | 64 | Alternative | 83% | Medtronic Minimally Invasive | 45PEF | TUBE TRACHEOSTOMY SIZE 4.5 L42MM OD6.7MM ID4.5MM WHITE POLYVINYLCHLORIDE DEHP FREE CUFFLESS INTEGRATED CONNECTOR TRANSPARENT FLANGE TAPE TIE RECESS PROMOTE AIRFLOW FLEXIBLE MR CONDITIONAL PEDIATRIC LATEX FREE DISPOSABLE SHILEY | EA | 1 | 39.91 | 45.5 | 45.95 | 46.43 | 53.62 | 91 | 43970.54 | 945 | X | X |  | X | X | X | X | X | X | X |  | X |  | X | X | X | X | PVC
| Tubes Tracheostomy/Laryngectomy | ICU Medical Inc | 60HA50 | TUBE TRACHEOSTOMY SIZE 5.0 L80MM OD7.3MM ID5MM WHITE SILICONE CUFFLESS ADJUSTABLE FLEXIBLE WIRE REINFORCED MR CONDITIONAL CE MARKED TWILL TRACH TIE INTEGRATED 15MM CONNECTOR STERILE PEDIATRIC LATEX FREE PORTEX BIVONA | Silicone | EA | 1 | 163.44 | 163.44 | 168.5 | 177.41 | 185.43 | 12 | 11062.81 | 62 | Alternative | 83% | Medtronic Minimally Invasive | 50PEF | TUBE TRACHEOSTOMY SIZE 5.0 L44MM OD7.3MM ID5MM WHITE POLYVINYLCHLORIDE DEHP FREE CUFFLESS INTEGRATED CONNECTOR TRANSPARENT FLANGE TAPE TIE RECESS PROMOTE AIRFLOW FLEXIBLE MR CONDITIONAL PEDIATRIC LATEX FREE DISPOSABLE SHILEY | EA | 1 | 39.91 | 45.07 | 45.96 | 46.75 | 54.44 | 100 | 38878.65 | 831 | X | X |  | X | X | X | X | X | X | X |  | X |  | X | X | X | X | PVC
| Tubes Tracheostomy/Laryngectomy | ICU Medical Inc | 60HA55 | TUBE TRACHEOSTOMY SIZE 5.5 L85MM OD8MM ID6MM WHITE SILICONE CUFFLESS ADJUSTABLE FLEXIBLE WIRE REINFORCED MR CONDITIONAL CE MARKED TWILL TRACH TIE INTEGRATED 15MM CONNECTOR STERILE PEDIATRIC LATEX FREE PORTEX BIVONA | Silicone | EA | 1 | 163.44 | 164.61 | 172.84 | 183.35 | 195.87 | 10 | 10332.84 | 57 | Alternative | 83% | Medtronic Minimally Invasive | 55PEF | TUBE TRACHEOSTOMY SIZE 5.5 L46MM OD7.9MM ID5.5MM WHITE POLYVINYLCHLORIDE DEHP FREE CUFFLESS INTEGRATED CONNECTOR TRANSPARENT FLANGE TAPE TIE RECESS PROMOTE AIRFLOW FLEXIBLE MR CONDITIONAL PEDIATRIC LATEX FREE DISPOSABLE SHILEY | EA | 1 | 39.91 | 45.5 | 46.42 | 46.75 | 54.68 | 69 | 24512.4963 | 523 | X | X |  | X | X | X | X | X | X | X |  | X |  | X | X | X | X | PVC
| Tubes Tracheostomy/Laryngectomy | ICU Medical Inc | 65SN025 | TUBE TRACHEOSTOMY SIZE 2.5 L30MM OD4MM ID2.5MM WHITE SILICONE SECURE CUFF STRAIGHT FLANGE FLEXIBLE ADJUSTABLE OBTURATOR TRACH TIE MR CONDITIONAL KINK RESISTANT CE MARKED STERILE NEONATAL LATEX FREE PORTEX BIVONA AIRE-CUF | Silicone | EA | 1 | 171.82 | 171.82 | 173.05 | 186.5 | 186.5 | 3 | 7147.04 | 38 | Alternative | 90% | Medtronic Minimally Invasive | 25NCF | TUBE TRACHEOSTOMY SIZE 2.5 L30MM OD4.2MM ID2.5MM WHITE POLYVINYLCHLORIDE DEHP FREE TAPERGUARD CUFF INTEGRATED CONNECTOR TRANSPARENT FLANGE TAPE TIE RECESS PROMOTE AIRFLOW FLEXIBLE MR CONDITIONAL NEONATAL LATEX FREE DISPOSABLE SHILEY | EA | 1 | 46.63 | 58.67 | 60.54 | 69.03 | 72.12 | 9 | 3639.6502 | 59 | X | X | X | X | X | X | X |  | X | X | X | X | X |  | X | X | X | PVC
| Tubes Tracheostomy/Laryngectomy | ICU Medical Inc | 65SN030 | TUBE TRACHEOSTOMY SIZE 3.0 L32MM OD4.7MM ID3MM WHITE SILICONE SECURE CUFF STRAIGHT FLANGE FLEXIBLE ADJUSTABLE OBTURATOR TRACH TIE MR CONDITIONAL KINK RESISTANT CE MARKED STERILE NEONATAL LATEX FREE PORTEX BIVONA AIRE-CUF | Silicone | EA | 1 | 171.82 | 171.82 | 171.82 | 186.5 | 186.5 | 3 | 7898.31 | 42 | Alternative | 81% | Medtronic Minimally Invasive | 30PCF | TUBE TRACHEOSTOMY SIZE 3.0 L39MM OD4.8MM ID3MM WHITE POLYVINYLCHLORIDE DEHP FREE TAPERGUARD CUFF INTEGRATED CONNECTOR TRANSPARENT FLANGE TAPE TIE RECESS PROMOTE AIRFLOW FLEXIBLE MR CONDITIONAL PEDIATRIC LATEX FREE DISPOSABLE SHILEY | EA | 1 | 46.63 | 60.87 | 64.99 | 66.95 | 73.84 | 24 | 14296.37 | 223 | X | X |  | X | X | X | X |  | X | X | X | X | X |  | X | X | X | PVC
| Tubes Tracheostomy/Laryngectomy | ICU Medical Inc | 65SN035 | TUBE TRACHEOSTOMY SIZE 3.5 L34MM OD5.3MM ID3.5MM WHITE SILICONE SECURE CUFF STRAIGHT FLANGE FLEXIBLE ADJUSTABLE OBTURATOR TRACH TIE MR CONDITIONAL KINK RESISTANT CE MARKED STERILE NEONATAL LATEX FREE PORTEX BIVONA AIRE-CUF | Silicone | EA | 1 | 171.82 | 171.82 | 171.82 | 186.5 | 186.5 | 3 | 10106.7 | 54 | Alternative | 81% | Medtronic Minimally Invasive | 35PCF | TUBE TRACHEOSTOMY SIZE 3.5 L40MM OD5.4MM ID3.5MM WHITE POLYVINYLCHLORIDE DEHP FREE TAPERGUARD CUFF INTEGRATED CONNECTOR TRANSPARENT FLANGE TAPE TIE RECESS PROMOTE AIRFLOW FLEXIBLE MR CONDITIONAL PEDIATRIC LATEX FREE DISPOSABLE SHILEY | EA | 1 | 46.63 | 58.67 | 64.98 | 67.65 | 73.84 | 31 | 17597.69 | 276 | X | X |  | X | X | X | X |  | X | X | X | X | X |  | X | X | X | PVC
| Tubes Tracheostomy/Laryngectomy | ICU Medical Inc | 65SN040 | TUBE TRACHEOSTOMY SIZE 4.0 L36MM OD6MM ID4MM WHITE SILICONE SECURE CUFF FLEXIBLE ADJUSTABLE OBTURATOR TRACH TIE MR CONDITIONAL KINK RESISTANT CE MARKED STERILE NEONATAL LATEX FREE PORTEX BIVONA AIRE-CUF | Silicone | EA | 1 | 171.82 | 171.82 | 177.14 | 186.5 | 186.5 | 3 | 6982.45 | 37 | Alternative | 81% | Medtronic Minimally Invasive | 40PCF | TUBE TRACHEOSTOMY SIZE 4.0 L41MM OD6MM ID4MM WHITE POLYVINYLCHLORIDE DEHP FREE TAPERGUARD CUFF INTEGRATED CONNECTOR TRANSPARENT FLANGE TAPE TIE RECESS PROMOTE AIRFLOW FLEXIBLE MR CONDITIONAL PEDIATRIC LATEX FREE DISPOSABLE SHILEY | EA | 1 | 45.5 | 58.67 | 60.43 | 65 | 73.84 | 61 | 31732.5998 | 514 | X | X |  | X | X | X | X |  | X | X | X | X | X |  | X | X | X | PVC
| Tubes Tracheostomy/Laryngectomy | ICU Medical Inc | 65N025 | TUBE TRACHEOSTOMY SIZE 2.5 L30MM OD4MM ID2.5MM WHITE SILICONE SECURE CUFF FLEXIBLE ADJUSTABLE OBTURATOR TRACH TIE MR CONDITIONAL KINK RESISTANT CE MARKED STERILE NEONATAL LATEX FREE PORTEX BIVONA AIRE-CUF | Silicone | EA | 1 | 173.05 | 176.08 | 177.14 | 177.14 | 199.91 | 5 | 2316.35 | 13 | Alternative | 93% | Medtronic Minimally Invasive | 25NCF | TUBE TRACHEOSTOMY SIZE 2.5 L30MM OD4.2MM ID2.5MM WHITE POLYVINYLCHLORIDE DEHP FREE TAPERGUARD CUFF INTEGRATED CONNECTOR TRANSPARENT FLANGE TAPE TIE RECESS PROMOTE AIRFLOW FLEXIBLE MR CONDITIONAL NEONATAL LATEX FREE DISPOSABLE SHILEY | EA | 1 | 46.63 | 58.67 | 60.54 | 69.03 | 72.12 | 9 | 3639.6502 | 59 | X | X | X | X | X | X | X |  | X | X | X | X | X | X | X | X | X | PVC
| Tubes Tracheostomy/Laryngectomy | ICU Medical Inc | 65N030 | TUBE TRACHEOSTOMY SIZE 3.0 L32MM OD4.7MM ID3MM WHITE SILICONE SECURE CUFF FLEXIBLE ADJUSTABLE OBTURATOR TRACH TIE MR CONDITIONAL KINK RESISTANT CE MARKED STERILE NEONATAL LATEX FREE PORTEX BIVONA AIRE-CUF | Silicone | EA | 1 | 171.82 | 173.05 | 179.04 | 181.7 | 181.7 | 8 | 12720.36 | 72 | Alternative | 83% | Medtronic Minimally Invasive | 30PCF | TUBE TRACHEOSTOMY SIZE 3.0 L39MM OD4.8MM ID3MM WHITE POLYVINYLCHLORIDE DEHP FREE TAPERGUARD CUFF INTEGRATED CONNECTOR TRANSPARENT FLANGE TAPE TIE RECESS PROMOTE AIRFLOW FLEXIBLE MR CONDITIONAL PEDIATRIC LATEX FREE DISPOSABLE SHILEY | EA | 1 | 46.63 | 60.87 | 64.99 | 66.95 | 73.84 | 24 | 14296.37 | 223 | X | X |  | X | X | X | X |  | X | X | X | X | X | X | X | X | X | PVC
| Tubes Tracheostomy/Laryngectomy | ICU Medical Inc | 65N035 | TUBE TRACHEOSTOMY SIZE 3.5 L34MM OD5.3MM ID3.5MM WHITE SILICONE SECURE CUFF FLEXIBLE ADJUSTABLE OBTURATOR TRACH TIE MR CONDITIONAL KINK RESISTANT CE MARKED STERILE NEONATAL LATEX FREE PORTEX BIVONA AIRE-CUF | Silicone | EA | 1 | 171.82 | 171.82 | 176.08 | 181.7 | 203.54 | 6 | 16800.88 | 95 | Alternative | 83% | Medtronic Minimally Invasive | 35PCF | TUBE TRACHEOSTOMY SIZE 3.5 L40MM OD5.4MM ID3.5MM WHITE POLYVINYLCHLORIDE DEHP FREE TAPERGUARD CUFF INTEGRATED CONNECTOR TRANSPARENT FLANGE TAPE TIE RECESS PROMOTE AIRFLOW FLEXIBLE MR CONDITIONAL PEDIATRIC LATEX FREE DISPOSABLE SHILEY | EA | 1 | 46.63 | 58.67 | 64.98 | 67.65 | 73.84 | 31 | 17597.69 | 276 | X | X |  | X | X | X | X |  | X | X | X | X | X | X | X | X | X | PVC
| Tubes Tracheostomy/Laryngectomy | ICU Medical Inc | 65N040 | TUBE TRACHEOSTOMY SIZE 4.0 L36MM OD6MM ID4MM WHITE SILICONE SECURE CUFF FLEXIBLE ADJUSTABLE OBTURATOR TRACH TIE MR CONDITIONAL KINK RESISTANT CE MARKED STERILE NEONATAL LATEX FREE PORTEX BIVONA AIRE-CUF | Silicone | EA | 1 | 163.45 | 171.82 | 181.7 | 185.65 | 199.19 | 7 | 15580.87 | 84 | Alternative | 83% | Medtronic Minimally Invasive | 40PCF | TUBE TRACHEOSTOMY SIZE 4.0 L41MM OD6MM ID4MM WHITE POLYVINYLCHLORIDE DEHP FREE TAPERGUARD CUFF INTEGRATED CONNECTOR TRANSPARENT FLANGE TAPE TIE RECESS PROMOTE AIRFLOW FLEXIBLE MR CONDITIONAL PEDIATRIC LATEX FREE DISPOSABLE SHILEY | EA | 1 | 45.5 | 58.67 | 60.43 | 65 | 73.84 | 61 | 31732.5998 | 514 | X | X |  | X | X | X | X |  | X | X | X | X | X | X | X | X | X | PVC
| Tubes Tracheostomy/Laryngectomy | ICU Medical Inc | 65SP025 | TUBE TRACHEOSTOMY SIZE 2.5 L38MM OD4MM ID2.5MM WHITE SILICONE SECURE CUFF STRAIGHT FLANGE FLEXIBLE ADJUSTABLE OBTURATOR TRACH TIE MR CONDITIONAL KINK RESISTANT CE MARKED STERILE PEDIATRIC LATEX FREE PORTEX BIVONA AIRE-CUF | Silicone | EA | 1 | 171.82 | 171.82 | 173.05 | 179.04 | 186.5 | 5 | 12776.17 | 70 | Alternative | 90% | Medtronic Minimally Invasive | 25PCF | TUBE TRACHEOSTOMY SIZE 2.5 L39MM OD4.2MM ID2.5MM WHITE POLYVINYLCHLORIDE DEHP FREE TAPERGUARD CUFF INTEGRATED CONNECTOR TRANSPARENT FLANGE TAPE TIE RECESS PROMOTE AIRFLOW FLEXIBLE MR CONDITIONAL PEDIATRIC LATEX FREE DISPOSABLE SHILEY | EA | 1 | 45.2317 | 46.63 | 58.95 | 69.03 | 71.86 | 11 | 4681.9602 | 76 | X | X | X | X | X | X | X |  | X | X | X | X | X |  | X | X | X | PVC
| Tubes Tracheostomy/Laryngectomy | ICU Medical Inc | 65SP030 | TUBE TRACHEOSTOMY SIZE 3.0 L39MM OD4.7MM ID3MM WHITE SILICONE SECURE CUFF STRAIGHT FLANGE FLEXIBLE ADJUSTABLE OBTURATOR TRACH TIE MR CONDITIONAL KINK RESISTANT CE MARKED STERILE PEDIATRIC LATEX FREE PORTEX BIVONA AIRE-CUF | Silicone | EA | 1 | 171.82 | 171.82 | 179.04 | 186.5 | 205.91 | 6 | 21458.58 | 115 | Alternative | 90% | Medtronic Minimally Invasive | 30PCF | TUBE TRACHEOSTOMY SIZE 3.0 L39MM OD4.8MM ID3MM WHITE POLYVINYLCHLORIDE DEHP FREE TAPERGUARD CUFF INTEGRATED CONNECTOR TRANSPARENT FLANGE TAPE TIE RECESS PROMOTE AIRFLOW FLEXIBLE MR CONDITIONAL PEDIATRIC LATEX FREE DISPOSABLE SHILEY | EA | 1 | 46.63 | 60.87 | 64.99 | 66.95 | 73.84 | 24 | 14296.37 | 223 | X | X | X | X | X | X | X |  | X | X | X | X | X |  | X | X | X | PVC
| Tubes Tracheostomy/Laryngectomy | ICU Medical Inc | 65SP035 | TUBE TRACHEOSTOMY SIZE 3.5 L40MM OD5.3MM ID3.5MM WHITE SILICONE SECURE CUFF STRAIGHT FLANGE FLEXIBLE ADJUSTABLE OBTURATOR TRACH TIE MR CONDITIONAL KINK RESISTANT CE MARKED STERILE PEDIATRIC LATEX FREE PORTEX BIVONA AIRE-CUF | Silicone | EA | 1 | 171.82 | 179.04 | 186.5 | 192.74 | 205.91 | 5 | 29385.52 | 157 | Alternative | 90% | Medtronic Minimally Invasive | 35PCF | TUBE TRACHEOSTOMY SIZE 3.5 L40MM OD5.4MM ID3.5MM WHITE POLYVINYLCHLORIDE DEHP FREE TAPERGUARD CUFF INTEGRATED CONNECTOR TRANSPARENT FLANGE TAPE TIE RECESS PROMOTE AIRFLOW FLEXIBLE MR CONDITIONAL PEDIATRIC LATEX FREE DISPOSABLE SHILEY | EA | 1 | 46.63 | 58.67 | 64.98 | 67.65 | 73.84 | 31 | 17597.69 | 276 | X | X | X | X | X | X | X |  | X | X | X | X | X |  | X | X | X | PVC
| Tubes Tracheostomy/Laryngectomy | ICU Medical Inc | 65SP040 | TUBE TRACHEOSTOMY SIZE 4.0 L41MM OD6MM ID4MM WHITE SILICONE SECURE CUFF STRAIGHT FLANGE FLEXIBLE ADJUSTABLE OBTURATOR TRACH TIE MR CONDITIONAL KINK RESISTANT CE MARKED STERILE PEDIATRIC LATEX FREE PORTEX BIVONA AIRE-CUF | Silicone | EA | 1 | 171.82 | 171.82 | 173.05 | 179.04 | 186.5 | 7 | 35903.44 | 197 | Alternative | 90% | Medtronic Minimally Invasive | 40PCF | TUBE TRACHEOSTOMY SIZE 4.0 L41MM OD6MM ID4MM WHITE POLYVINYLCHLORIDE DEHP FREE TAPERGUARD CUFF INTEGRATED CONNECTOR TRANSPARENT FLANGE TAPE TIE RECESS PROMOTE AIRFLOW FLEXIBLE MR CONDITIONAL PEDIATRIC LATEX FREE DISPOSABLE SHILEY | EA | 1 | 45.5 | 58.67 | 60.43 | 65 | 73.84 | 61 | 31732.5998 | 514 | X | X | X | X | X | X | X |  | X | X | X | X | X |  | X | X | X | PVC
| Tubes Tracheostomy/Laryngectomy | ICU Medical Inc | 65SP045 | TUBE TRACHEOSTOMY SIZE 4.5 L42MM OD6.7MM ID4.5MM WHITE SILICONE SECURE CUFF STRAIGHT FLANGE FLEXIBLE ADJUSTABLE OBTURATOR TRACH TIE MR CONDITIONAL KINK RESISTANT CE MARKED STERILE PEDIATRIC LATEX FREE PORTEX BIVONA AIRE-CUF | Silicone | EA | 1 | 171.82 | 171.82 | 171.82 | 179.04 | 186.5 | 4 | 11216.67 | 59 | Alternative | 90% | Medtronic Minimally Invasive | 45PCF | TUBE TRACHEOSTOMY SIZE 4.5 L42MM OD6.7MM ID4.5MM WHITE POLYVINYLCHLORIDE DEHP FREE TAPERGUARD CUFF INTEGRATED CONNECTOR TRANSPARENT FLANGE TAPE TIE RECESS PROMOTE AIRFLOW FLEXIBLE MR CONDITIONAL PEDIATRIC LATEX FREE DISPOSABLE SHILEY | EA | 1 | 45.5 | 58.67 | 60.87 | 65 | 72.12 | 51 | 32840.0198 | 521 | X | X | X | X | X | X | X |  | X | X | X | X | X |  | X | X | X | PVC
| Tubes Tracheostomy/Laryngectomy | ICU Medical Inc | 65SP050 | TUBE TRACHEOSTOMY SIZE 5.0 L44MM OD7.3MM ID5MM WHITE SILICONE SECURE CUFF STRAIGHT FLANGE FLEXIBLE ADJUSTABLE OBTURATOR TRACH TIE MR CONDITIONAL KINK RESISTANT CE MARKED STERILE PEDIATRIC LATEX FREE PORTEX BIVONA AIRE-CUF | Silicone | EA | 1 | 171.82 | 171.82 | 181.7 | 186.5 | 199.91 | 5 | 17261.23 | 93 | Alternative | 90% | Medtronic Minimally Invasive | 50PCF | TUBE TRACHEOSTOMY SIZE 5.0 L44MM OD7.3MM ID5MM WHITE POLYVINYLCHLORIDE DEHP FREE TAPERGUARD CUFF INTEGRATED CONNECTOR TRANSPARENT FLANGE TAPE TIE RECESS PROMOTE AIRFLOW FLEXIBLE MR CONDITIONAL PEDIATRIC LATEX FREE DISPOSABLE SHILEY | EA | 1 | 45.2317 | 58.67 | 60.54 | 65 | 73.42 | 59 | 31421.0402 | 508 | X | X | X | X | X | X | X |  | X | X | X | X | X |  | X | X | X | PVC
| Tubes Tracheostomy/Laryngectomy | ICU Medical Inc | 65SP055 | TUBE TRACHEOSTOMY SIZE 5.5 L46MM OD8MM ID5.5MM WHITE SILICONE SECURE CUFF STRAIGHT FLANGE FLEXIBLE ADJUSTABLE OBTURATOR TRACH TIE MR CONDITIONAL KINK RESISTANT CE MARKED STERILE PEDIATRIC LATEX FREE PORTEX BIVONA AIRE-CUF | Silicone | EA | 1 | 171.82 | 171.82 | 179.04 | 186.5 | 194.05 | 5 | 20447.51 | 109 | Alternative | 90% | Medtronic Minimally Invasive | 55PCF | TUBE TRACHEOSTOMY SIZE 5.5 L46MM OD7.9MM ID5.5MM WHITE POLYVINYLCHLORIDE DEHP FREE TAPERGUARD CUFF INTEGRATED CONNECTOR TRANSPARENT FLANGE TAPE TIE RECESS PROMOTE AIRFLOW FLEXIBLE MR CONDITIONAL PEDIATRIC LATEX FREE DISPOSABLE SHILEY | EA | 1 | 45.2317 | 49.34 | 59.11 | 65 | 73.841 | 52 | 30163.5722 | 490 | X | X | X | X | X | X | X |  | X | X | X | X | X |  | X | X | X | PVC
| Tubes Tracheostomy/Laryngectomy | ICU Medical Inc | 65P030 | TUBE TRACHEOSTOMY SIZE 3.0 L39MM OD4.7MM ID3MM WHITE SILICONE SECURE CUFF FLEXIBLE ADJUSTABLE OBTURATOR TRACH TIE MR CONDITIONAL KINK RESISTANT CE MARKED STERILE PEDIATRIC LATEX FREE PORTEX BIVONA AIRE-CUF | Silicone | EA | 1 | 171.37 | 171.82 | 181.7 | 185.5 | 199.91 | 12 | 11327.8 | 64 | Alternative | 93% | Medtronic Minimally Invasive | 30PCF | TUBE TRACHEOSTOMY SIZE 3.0 L39MM OD4.8MM ID3MM WHITE POLYVINYLCHLORIDE DEHP FREE TAPERGUARD CUFF INTEGRATED CONNECTOR TRANSPARENT FLANGE TAPE TIE RECESS PROMOTE AIRFLOW FLEXIBLE MR CONDITIONAL PEDIATRIC LATEX FREE DISPOSABLE SHILEY | EA | 1 | 46.63 | 60.87 | 64.99 | 66.95 | 73.84 | 24 | 14296.37 | 223 | X | X | X | X | X | X | X |  | X | X | X | X | X | X | X | X | X | PVC
| Tubes Tracheostomy/Laryngectomy | ICU Medical Inc | 65P035 | TUBE TRACHEOSTOMY SIZE 3.5 L40MM OD5.3MM ID3.5MM WHITE SILICONE SECURE CUFF FLEXIBLE ADJUSTABLE OBTURATOR TRACH TIE MR CONDITIONAL KINK RESISTANT CE MARKED STERILE PEDIATRIC LATEX FREE PORTEX BIVONA AIRE-CUF | Silicone | BX | 1 | 177.81 | 177.81 | 177.81 | 205.91 | 205.91 | 2 | 383.72 | 2 | Alternative | 93% | Medtronic Minimally Invasive | 35PCF | TUBE TRACHEOSTOMY SIZE 3.5 L40MM OD5.4MM ID3.5MM WHITE POLYVINYLCHLORIDE DEHP FREE TAPERGUARD CUFF INTEGRATED CONNECTOR TRANSPARENT FLANGE TAPE TIE RECESS PROMOTE AIRFLOW FLEXIBLE MR CONDITIONAL PEDIATRIC LATEX FREE DISPOSABLE SHILEY | EA | 1 | 46.63 | 58.67 | 64.98 | 67.65 | 73.84 | 31 | 17597.69 | 276 | X | X | X | X | X | X | X |  | X | X | X | X | X | X | X | X | X | PVC
| Tubes Tracheostomy/Laryngectomy | ICU Medical Inc | 65P035 | TUBE TRACHEOSTOMY SIZE 3.5 L40MM OD5.3MM ID3.5MM WHITE SILICONE SECURE CUFF FLEXIBLE ADJUSTABLE OBTURATOR TRACH TIE MR CONDITIONAL KINK RESISTANT CE MARKED STERILE PEDIATRIC LATEX FREE PORTEX BIVONA AIRE-CUF | Silicone | EA | 1 | 165.19 | 176.08 | 181.7 | 185.5 | 203.54 | 10 | 16941.39 | 96 | Alternative | 93% | Medtronic Minimally Invasive | 35PCF | TUBE TRACHEOSTOMY SIZE 3.5 L40MM OD5.4MM ID3.5MM WHITE POLYVINYLCHLORIDE DEHP FREE TAPERGUARD CUFF INTEGRATED CONNECTOR TRANSPARENT FLANGE TAPE TIE RECESS PROMOTE AIRFLOW FLEXIBLE MR CONDITIONAL PEDIATRIC LATEX FREE DISPOSABLE SHILEY | EA | 1 | 46.63 | 58.67 | 64.98 | 67.65 | 73.84 | 31 | 17597.69 | 276 | X | X | X | X | X | X | X |  | X | X | X | X | X | X | X | X | X | PVC
| Tubes Tracheostomy/Laryngectomy | ICU Medical Inc | 65P040 | TUBE TRACHEOSTOMY SIZE 4.0 L41MM OD6MM ID4MM WHITE SILICONE SECURE CUFF FLEXIBLE ADJUSTABLE OBTURATOR TRACH TIE MR CONDITIONAL KINK RESISTANT CE MARKED STERILE PEDIATRIC LATEX FREE PORTEX BIVONA AIRE-CUF | Silicone | EA | 1 | 165.19 | 171.82 | 181.69 | 181.7 | 199.19 | 9 | 18059.11 | 104 | Alternative | 93% | Medtronic Minimally Invasive | 40PCF | TUBE TRACHEOSTOMY SIZE 4.0 L41MM OD6MM ID4MM WHITE POLYVINYLCHLORIDE DEHP FREE TAPERGUARD CUFF INTEGRATED CONNECTOR TRANSPARENT FLANGE TAPE TIE RECESS PROMOTE AIRFLOW FLEXIBLE MR CONDITIONAL PEDIATRIC LATEX FREE DISPOSABLE SHILEY | EA | 1 | 45.5 | 58.67 | 60.43 | 65 | 73.84 | 61 | 31732.5998 | 514 | X | X | X | X | X | X | X |  | X | X | X | X | X | X | X | X | X | PVC
| Tubes Tracheostomy/Laryngectomy | ICU Medical Inc | 65P045 | TUBE TRACHEOSTOMY SIZE 4.5 L42MM OD6.7MM ID4.5MM WHITE SILICONE SECURE CUFF FLEXIBLE ADJUSTABLE OBTURATOR TRACH TIE MR CONDITIONAL KINK RESISTANT CE MARKED STERILE PEDIATRIC LATEX FREE PORTEX BIVONA AIRE-CUF | Silicone | EA | 1 | 165.19 | 173.05 | 181.7 | 186.5 | 199.91 | 15 | 18965.16 | 107 | Alternative | 93% | Medtronic Minimally Invasive | 45PCF | TUBE TRACHEOSTOMY SIZE 4.5 L42MM OD6.7MM ID4.5MM WHITE POLYVINYLCHLORIDE DEHP FREE TAPERGUARD CUFF INTEGRATED CONNECTOR TRANSPARENT FLANGE TAPE TIE RECESS PROMOTE AIRFLOW FLEXIBLE MR CONDITIONAL PEDIATRIC LATEX FREE DISPOSABLE SHILEY | EA | 1 | 45.5 | 58.67 | 60.87 | 65 | 72.12 | 51 | 32840.0198 | 521 | X | X | X | X | X | X | X |  | X | X | X | X | X | X | X | X | X | PVC
| Tubes Tracheostomy/Laryngectomy | ICU Medical Inc | 65P050 | TUBE TRACHEOSTOMY SIZE 5.0 L44MM OD7.3MM ID5MM WHITE SILICONE SECURE CUFF FLEXIBLE ADJUSTABLE OBTURATOR TRACH TIE MR CONDITIONAL KINK RESISTANT CE MARKED STERILE PEDIATRIC LATEX FREE PORTEX BIVONA AIRE-CUF | Silicone | EA | 1 | 171.82 | 173.05 | 177.14 | 192.74 | 199.19 | 10 | 18508.73 | 103 | Alternative | 93% | Medtronic Minimally Invasive | 50PCF | TUBE TRACHEOSTOMY SIZE 5.0 L44MM OD7.3MM ID5MM WHITE POLYVINYLCHLORIDE DEHP FREE TAPERGUARD CUFF INTEGRATED CONNECTOR TRANSPARENT FLANGE TAPE TIE RECESS PROMOTE AIRFLOW FLEXIBLE MR CONDITIONAL PEDIATRIC LATEX FREE DISPOSABLE SHILEY | EA | 1 | 45.2317 | 58.67 | 60.54 | 65 | 73.42 | 59 | 31421.0402 | 508 | X | X | X | X | X | X | X |  | X | X | X | X | X | X | X | X | X | PVC
| Tubes Tracheostomy/Laryngectomy | ICU Medical Inc | 65P055 | TUBE TRACHEOSTOMY SIZE 5.5 L46MM OD8MM ID5.5MM WHITE SILICONE SECURE CUFF FLEXIBLE ADJUSTABLE OBTURATOR TRACH TIE MR CONDITIONAL KINK RESISTANT CE MARKED STERILE PEDIATRIC LATEX FREE PORTEX BIVONA AIRE-CUF | Silicone | EA | 1 | 165.19 | 171.82 | 181.7 | 185.5 | 192.74 | 10 | 14451.1 | 82 | Alternative | 93% | Medtronic Minimally Invasive | 55PCF | TUBE TRACHEOSTOMY SIZE 5.5 L46MM OD7.9MM ID5.5MM WHITE POLYVINYLCHLORIDE DEHP FREE TAPERGUARD CUFF INTEGRATED CONNECTOR TRANSPARENT FLANGE TAPE TIE RECESS PROMOTE AIRFLOW FLEXIBLE MR CONDITIONAL PEDIATRIC LATEX FREE DISPOSABLE SHILEY | EA | 1 | 45.2317 | 49.34 | 59.11 | 65 | 73.841 | 52 | 30163.5722 | 490 | X | X | X | X | X | X | X |  | X | X | X | X | X | X | X | X | X | PVC
| Tubes Tracheostomy/Laryngectomy | ICU Medical Inc | 67NFPS25 | TUBE TRACHEOSTOMY SIZE 2.5 L30MM OD4MM ID2.5MM WHITE SILICONE CUFFED EXTENDED LENGTH STRAIGHT FLANGE BEVELED TIP WIRE REINFORCED AID WEANING MAINTAIN AIRWAY PATENCY MR CONDITIONAL CE MARKED STERILE NEONATAL LATEX FREE PORTEX BIVONA FLEXTEND TTS | Silicone | EA | 1 | 186 | 194.07 | 195.3 | 206.44 | 217.8 | 23 | 33082.9 | 167 | No match
| Tubes Tracheostomy/Laryngectomy | ICU Medical Inc | 67NFPS30 | TUBE TRACHEOSTOMY SIZE 3.0 L32MM OD4.7MM ID3MM WHITE SILICONE CUFFED EXTENDED LENGTH STRAIGHT FLANGE BEVELED TIP WIRE REINFORCED AID WEANING MAINTAIN AIRWAY PATENCY MR CONDITIONAL CE MARKED STERILE NEONATAL LATEX FREE PORTEX BIVONA FLEXTEND TTS | Silicone | EA | 1 | 57.84 | 57.84 | 57.84 | 57.84 | 57.84 | 55 | 57.84 | 1 | No match
| Tubes Tracheostomy/Laryngectomy | ICU Medical Inc | 67NFPS30 | TUBE TRACHEOSTOMY SIZE 3.0 L32MM OD4.7MM ID3MM WHITE SILICONE CUFFED EXTENDED LENGTH STRAIGHT FLANGE BEVELED TIP WIRE REINFORCED AID WEANING MAINTAIN AIRWAY PATENCY MR CONDITIONAL CE MARKED STERILE NEONATAL LATEX FREE PORTEX BIVONA FLEXTEND TTS | Silicone | EA | 1 | 186 | 195.3 | 200.56 | 206.44 | 227.12 | 55 | 194463.37 | 981 | No match
| Tubes Tracheostomy/Laryngectomy | ICU Medical Inc | 67NFPS35 | TUBE TRACHEOSTOMY SIZE 3.5 L34MM OD5.3MM ID3.5MM WHITE SILICONE CUFFED EXTENDED LENGTH STRAIGHT FLANGE BEVELED TIP WIRE REINFORCED AID WEANING MAINTAIN AIRWAY PATENCY MR CONDITIONAL CE MARKED STERILE NEONATAL LATEX FREE PORTEX BIVONA FLEXTEND TTS | Silicone | EA | 1 | 186 | 195.3 | 196.61 | 206.44 | 220.5 | 57 | 200004.58 | 1017 | No match
| Tubes Tracheostomy/Laryngectomy | ICU Medical Inc | 67NFPS40 | TUBE TRACHEOSTOMY SIZE 4.0 L36MM OD6MM ID4MM WHITE SILICONE CUFFED EXTENDED LENGTH STRAIGHT FLANGE BEVELED TIP WIRE REINFORCED AID WEANING MAINTAIN AIRWAY PATENCY MR CONDITIONAL CE MARKED STERILE NEONATAL LATEX FREE PORTEX BIVONA FLEXTEND TTS | Silicone | EA | 1 | 186 | 195.3 | 196.61 | 201.28 | 227.12 | 28 | 53374.26 | 267 | No match
| Tubes Tracheostomy/Laryngectomy | ICU Medical Inc | 67NFP25 | TUBE TRACHEOSTOMY SIZE 2.5 L30MM OD4MM ID2.5MM WHITE SILICONE CUFFED EXTENDED LENGTH V FLANGE BEVELED TIP WIRE REINFORCED AID WEANING MAINTAIN AIRWAY PATENCY MR CONDITIONAL CE MARKED STERILE NEONATAL LATEX FREE PORTEX BIVONA FLEXTEND TTS | Silicone | EA | 1 | 195.3 | 195.3 | 195.3 | 195.3 | 195.3 | 1 | 2734.2 | 14 | No match
| Tubes Tracheostomy/Laryngectomy | ICU Medical Inc | 67NFP30 | TUBE TRACHEOSTOMY SIZE 3.0 L32MM OD4.7MM ID3MM WHITE SILICONE CUFFED EXTENDED LENGTH V FLANGE BEVELED TIP WIRE REINFORCED AID WEANING MAINTAIN AIRWAY PATENCY MR CONDITIONAL CE MARKED STERILE NEONATAL LATEX FREE PORTEX BIVONA FLEXTEND TTS | Silicone | EA | 1 | 186 | 195.3 | 196.61 | 200.56 | 233.27 | 12 | 34562.74 | 181 | No match
| Tubes Tracheostomy/Laryngectomy | ICU Medical Inc | 67NFP35 | TUBE TRACHEOSTOMY SIZE 3.5 L34MM OD5.3MM ID3.5MM WHITE SILICONE CUFFED EXTENDED LENGTH V FLANGE BEVELED TIP WIRE REINFORCED AID WEANING MAINTAIN AIRWAY PATENCY MR CONDITIONAL CE MARKED STERILE NEONATAL LATEX FREE PORTEX BIVONA FLEXTEND TTS | Silicone | EA | 1 | 150 | 195.3 | 200.56 | 206.44 | 220.5 | 11 | 18407.98 | 93 | No match
| Tubes Tracheostomy/Laryngectomy | ICU Medical Inc | 67NFP40 | TUBE TRACHEOSTOMY SIZE 4.0 L36MM OD6MM ID4MM WHITE SILICONE CUFFED EXTENDED LENGTH V FLANGE BEVELED TIP WIRE REINFORCED AID WEANING MAINTAIN AIRWAY PATENCY MR CONDITIONAL CE MARKED STERILE NEONATAL LATEX FREE PORTEX BIVONA FLEXTEND TTS | Silicone | EA | 1 | 163 | 203.7 | 206.44 | 216.76 | 220.5 | 6 | 6806.38 | 34 | No match
| Tubes Tracheostomy/Laryngectomy | ICU Medical Inc | 67PFSS25 | TUBE TRACHEOSTOMY SIZE 2.5 L38MM OD4MM ID2.5MM WHITE SILICONE CUFFED EXTENDED LENGTH STRAIGHT FLANGE BEVELED TIP WIRE REINFORCED AID WEANING MAINTAIN AIRWAY PATENCY MR CONDITIONAL CE MARKED STERILE PEDIATRIC LATEX FREE PORTEX BIVONA FLEXTEND TTS | Silicone | EA | 1 | 188.35 | 195.3 | 200.56 | 206.44 | 227.12 | 17 | 15821.92 | 79 | No match
| Tubes Tracheostomy/Laryngectomy | ICU Medical Inc | 67PFSS30 | TUBE TRACHEOSTOMY SIZE 3.0 L39MM OD4.7MM ID3MM WHITE SILICONE CUFFED EXTENDED LENGTH STRAIGHT FLANGE BEVELED TIP WIRE REINFORCED AID WEANING MAINTAIN AIRWAY PATENCY MR CONDITIONAL CE MARKED STERILE PEDIATRIC LATEX FREE PORTEX BIVONA FLEXTEND TTS | Silicone | EA | 1 | 186 | 194.07 | 196.91 | 206.44 | 231 | 56 | 208107.63 | 1049 | No match
| Tubes Tracheostomy/Laryngectomy | ICU Medical Inc | 67PFSS35 | TUBE TRACHEOSTOMY SIZE 3.5 L40MM OD5.3MM ID3.5MM WHITE SILICONE CUFFED EXTENDED LENGTH STRAIGHT FLANGE BEVELED TIP WIRE REINFORCED AID WEANING MAINTAIN AIRWAY PATENCY MR CONDITIONAL CE MARKED STERILE PEDIATRIC LATEX FREE PORTEX BIVONA FLEXTEND TTS | Silicone | BX | 1 | 195 | 195 | 195 | 195 | 195 | 1 | 780 | 4 | No match
| Tubes Tracheostomy/Laryngectomy | ICU Medical Inc | 67PFSS35 | TUBE TRACHEOSTOMY SIZE 3.5 L40MM OD5.3MM ID3.5MM WHITE SILICONE CUFFED EXTENDED LENGTH STRAIGHT FLANGE BEVELED TIP WIRE REINFORCED AID WEANING MAINTAIN AIRWAY PATENCY MR CONDITIONAL CE MARKED STERILE PEDIATRIC LATEX FREE PORTEX BIVONA FLEXTEND TTS | Silicone | EA | 1 | 186 | 195.3 | 198.58 | 206.44 | 228.82 | 76 | 613585.64 | 3107 | No match
| Tubes Tracheostomy/Laryngectomy | ICU Medical Inc | 67PFSS40 | TUBE TRACHEOSTOMY SIZE 4.0 L41MM OD6MM ID4MM WHITE SILICONE CUFFED EXTENDED LENGTH STRAIGHT FLANGE BEVELED TIP WIRE REINFORCED AID WEANING MAINTAIN AIRWAY PATENCY MR CONDITIONAL CE MARKED STERILE PEDIATRIC LATEX FREE PORTEX BIVONA FLEXTEND TTS | Silicone | EA | 1 | 186 | 195.3 | 201.28 | 206.44 | 227.12 | 73 | 461031.64 | 2338 | No match
| Tubes Tracheostomy/Laryngectomy | ICU Medical Inc | 67PFSS45 | TUBE TRACHEOSTOMY SIZE 4.5 L42MM OD6.7MM ID4.5MM WHITE SILICONE CUFFED EXTENDED LENGTH STRAIGHT FLANGE BEVELED TIP WIRE REINFORCED AID WEANING MAINTAIN AIRWAY PATENCY MR CONDITIONAL CE MARKED STERILE PEDIATRIC LATEX FREE PORTEX BIVONA FLEXTEND TTS | Silicone | EA | 1 | 186 | 195.3 | 200.56 | 206.44 | 231 | 53 | 255746.78 | 1292 | No match
| Tubes Tracheostomy/Laryngectomy | ICU Medical Inc | 67PFSS50 | TUBE TRACHEOSTOMY SIZE 5.0 L44MM OD7.3MM ID5MM WHITE SILICONE CUFFED EXTENDED LENGTH STRAIGHT FLANGE BEVELED TIP WIRE REINFORCED AID WEANING MAINTAIN AIRWAY PATENCY MR CONDITIONAL CE MARKED STERILE PEDIATRIC LATEX FREE PORTEX BIVONA FLEXTEND TTS | Silicone | EA | 1 | 186 | 195.3 | 200.56 | 206.44 | 231 | 36 | 120487.26 | 603 | No match
| Tubes Tracheostomy/Laryngectomy | ICU Medical Inc | 67PFSS55 | TUBE TRACHEOSTOMY SIZE 5.5 L46MM OD8MM ID5.5MM WHITE SILICONE CUFFED EXTENDED LENGTH STRAIGHT FLANGE BEVELED TIP WIRE REINFORCED AID WEANING MAINTAIN AIRWAY PATENCY MR CONDITIONAL CE MARKED STERILE PEDIATRIC LATEX FREE PORTEX BIVONA FLEXTEND TTS | Silicone | EA | 1 | 186 | 195.3 | 196.61 | 206.44 | 220.5 | 29 | 89758.79 | 451 | No match
| Tubes Tracheostomy/Laryngectomy | ICU Medical Inc | 67PFS25 | TUBE TRACHEOSTOMY SIZE 2.5 L38MM OD4MM ID2.5MM WHITE SILICONE CUFFED EXTENDED LENGTH V FLANGE BEVELED TIP WIRE REINFORCED AID WEANING MAINTAIN AIRWAY PATENCY MR CONDITIONAL CE MARKED STERILE PEDIATRIC LATEX FREE PORTEX BIVONA FLEXTEND TTS | Silicone | EA | 1 | 201.28 | 201.28 | 201.28 | 201.28 | 201.28 | 1 | 2012.8 | 10 | No match
| Tubes Tracheostomy/Laryngectomy | ICU Medical Inc | 67PFS30 | TUBE TRACHEOSTOMY SIZE 3.0 L39MM OD4.7MM ID3MM WHITE SILICONE CUFFED EXTENDED LENGTH V FLANGE BEVELED TIP WIRE REINFORCED AID WEANING MAINTAIN AIRWAY PATENCY MR CONDITIONAL CE MARKED STERILE PEDIATRIC LATEX FREE PORTEX BIVONA FLEXTEND TTS | Silicone | BX | 1 | 201.28 | 201.28 | 201.28 | 201.28 | 201.28 | 1 | 603.84 | 3 | No match
| Tubes Tracheostomy/Laryngectomy | ICU Medical Inc | 67PFS30 | TUBE TRACHEOSTOMY SIZE 3.0 L39MM OD4.7MM ID3MM WHITE SILICONE CUFFED EXTENDED LENGTH V FLANGE BEVELED TIP WIRE REINFORCED AID WEANING MAINTAIN AIRWAY PATENCY MR CONDITIONAL CE MARKED STERILE PEDIATRIC LATEX FREE PORTEX BIVONA FLEXTEND TTS | Silicone | EA | 1 | 176.6 | 195.36 | 200.56 | 206.44 | 233.27 | 14 | 114655.82 | 593 | No match
| Tubes Tracheostomy/Laryngectomy | ICU Medical Inc | 67PFS35 | TUBE TRACHEOSTOMY SIZE 3.5 L40MM OD5.3MM ID3.5MM WHITE SILICONE CUFFED EXTENDED LENGTH V FLANGE BEVELED TIP WIRE REINFORCED AID WEANING MAINTAIN AIRWAY PATENCY MR CONDITIONAL CE MARKED STERILE PEDIATRIC LATEX FREE PORTEX BIVONA FLEXTEND TTS | Silicone | EA | 1 | 187.3 | 196.61 | 201.28 | 211.81 | 227.12 | 18 | 110112.32 | 570 | No match
| Tubes Tracheostomy/Laryngectomy | ICU Medical Inc | 67PFS40 | TUBE TRACHEOSTOMY SIZE 4.0 L41MM OD6MM ID4MM WHITE SILICONE CUFFED EXTENDED LENGTH V FLANGE BEVELED TIP WIRE REINFORCED AID WEANING MAINTAIN AIRWAY PATENCY MR CONDITIONAL CE MARKED STERILE PEDIATRIC LATEX FREE PORTEX BIVONA FLEXTEND TTS | Silicone | EA | 1 | 195.3 | 200.56 | 206.44 | 211.81 | 237.94 | 18 | 141700.77 | 730 | No match
| Tubes Tracheostomy/Laryngectomy | ICU Medical Inc | 67PFS45 | TUBE TRACHEOSTOMY SIZE 4.5 L42MM OD6.7MM ID4.5MM WHITE SILICONE CUFFED EXTENDED LENGTH V FLANGE BEVELED TIP WIRE REINFORCED AID WEANING MAINTAIN AIRWAY PATENCY MR CONDITIONAL CE MARKED STERILE PEDIATRIC LATEX FREE PORTEX BIVONA FLEXTEND TTS | Silicone | EA | 1 | 187.3 | 195.3 | 198.08 | 206.44 | 237.94 | 9 | 159978.16 | 830 | No match
| Tubes Tracheostomy/Laryngectomy | ICU Medical Inc | 67PFS50 | TUBE TRACHEOSTOMY SIZE 5.0 L44MM OD7.3MM ID5MM WHITE SILICONE CUFFED EXTENDED LENGTH V FLANGE BEVELED TIP WIRE REINFORCED AID WEANING MAINTAIN AIRWAY PATENCY MR CONDITIONAL CE MARKED STERILE PEDIATRIC LATEX FREE PORTEX BIVONA FLEXTEND TTS | Silicone | EA | 1 | 187.3 | 195.3 | 195.3 | 227.12 | 237.94 | 6 | 107217.35 | 556 | No match
| Tubes Tracheostomy/Laryngectomy | ICU Medical Inc | 67PFS55 | TUBE TRACHEOSTOMY SIZE 5.5 L46MM OD8MM ID5.5MM WHITE SILICONE CUFFED EXTENDED LENGTH V FLANGE BEVELED TIP WIRE REINFORCED AID WEANING MAINTAIN AIRWAY PATENCY MR CONDITIONAL CE MARKED STERILE PEDIATRIC LATEX FREE PORTEX BIVONA FLEXTEND TTS | Silicone | EA | 1 | 195.3 | 195.3 | 195.3 | 206.44 | 227.12 | 6 | 151732.76 | 808 | No match
| Tubes Tracheostomy/Laryngectomy | ICU Medical Inc | 67PFPS40 | TUBE TRACHEOSTOMY SIZE 4.0 L44MM OD6MM ID4MM WHITE SILICONE CUFFED EXTENDED LENGTH STRAIGHT FLANGE BEVELED TIP WIRE REINFORCED AID WEANING MAINTAIN AIRWAY PATENCY MR CONDITIONAL CE MARKED STERILE PEDIATRIC LATEX FREE PORTEX BIVONA FLEXTEND TTS PLUS | Silicone | EA | 1 | 147.31 | 194.07 | 195.3 | 201.29 | 220.5 | 22 | 52228.51 | 260 | No match
| Tubes Tracheostomy/Laryngectomy | ICU Medical Inc | 67PFPS45 | TUBE TRACHEOSTOMY SIZE 4.5 L48MM OD6.7MM ID4.5MM WHITE SILICONE CUFFED EXTENDED LENGTH STRAIGHT FLANGE BEVELED TIP WIRE REINFORCED AID WEANING MAINTAIN AIRWAY PATENCY MR CONDITIONAL CE MARKED STERILE PEDIATRIC LATEX FREE PORTEX BIVONA FLEXTEND TTS PLUS | Silicone | BX | 1 | 206.44 | 206.44 | 206.44 | 206.44 | 206.44 | 1 | 2519.46 | 12 | No match
| Tubes Tracheostomy/Laryngectomy | ICU Medical Inc | 67PFPS45 | TUBE TRACHEOSTOMY SIZE 4.5 L48MM OD6.7MM ID4.5MM WHITE SILICONE CUFFED EXTENDED LENGTH STRAIGHT FLANGE BEVELED TIP WIRE REINFORCED AID WEANING MAINTAIN AIRWAY PATENCY MR CONDITIONAL CE MARKED STERILE PEDIATRIC LATEX FREE PORTEX BIVONA FLEXTEND TTS PLUS | Silicone | EA | 1 | 186 | 186.84 | 195.3 | 200.56 | 213.88 | 12 | 27236.91 | 136 | No match
| Tubes Tracheostomy/Laryngectomy | ICU Medical Inc | 67PFPS50 | TUBE TRACHEOSTOMY SIZE 5.0 L50MM OD7.3MM ID5MM WHITE SILICONE CUFFED EXTENDED LENGTH STRAIGHT FLANGE BEVELED TIP WIRE REINFORCED AID WEANING MAINTAIN AIRWAY PATENCY MR CONDITIONAL CE MARKED STERILE PEDIATRIC LATEX FREE PORTEX BIVONA FLEXTEND TTS PLUS | Silicone | EA | 1 | 186.3 | 195.3 | 195.3 | 206.44 | 227.12 | 16 | 34161.05 | 169 | No match
| Tubes Tracheostomy/Laryngectomy | ICU Medical Inc | 67PFPS55 | TUBE TRACHEOSTOMY SIZE 5.5 L52MM OD8MM ID5.5MM WHITE SILICONE CUFFED EXTENDED LENGTH STRAIGHT FLANGE BEVELED TIP WIRE REINFORCED AID WEANING MAINTAIN AIRWAY PATENCY MR CONDITIONAL CE MARKED STERILE PEDIATRIC LATEX FREE PORTEX BIVONA FLEXTEND TTS PLUS | Silicone | EA | 1 | 186.3 | 195.3 | 195.3 | 206.44 | 222.16 | 13 | 35131.28 | 175 | No match
| Tubes Tracheostomy/Laryngectomy | ICU Medical Inc | 67PFPS60 | TUBE TRACHEOSTOMY SIZE 6.0 L56MM OD8.7MM ID6MM WHITE SILICONE CUFFED EXTENDED LENGTH STRAIGHT FLANGE BEVELED TIP WIRE REINFORCED AID WEANING MAINTAIN AIRWAY PATENCY MR CONDITIONAL CE MARKED STERILE PEDIATRIC LATEX FREE PORTEX BIVONA FLEXTEND TTS PLUS | Silicone | EA | 1 | 186.3 | 195.3 | 198.08 | 202.02 | 227.12 | 16 | 17703.92 | 87 | No match
| Tubes Tracheostomy/Laryngectomy | ICU Medical Inc | 67PFP40 | TUBE TRACHEOSTOMY SIZE 4.0 L44MM OD6MM ID4MM WHITE SILICONE CUFFED EXTENDED LENGTH V FLANGE BEVELED TIP WIRE REINFORCED AID WEANING MAINTAIN AIRWAY PATENCY MR CONDITIONAL CE MARKED STERILE PEDIATRIC LATEX FREE PORTEX BIVONA FLEXTEND TTS PLUS | Silicone | EA | 1 | 196.61 | 196.61 | 206.44 | 206.44 | 206.44 | 3 | 2652.59 | 13 | No match
| Tubes Tracheostomy/Laryngectomy | ICU Medical Inc | 67PFP45 | TUBE TRACHEOSTOMY SIZE 4.5 L48MM OD6.7MM ID4.5MM WHITE SILICONE CUFFED EXTENDED LENGTH V FLANGE BEVELED TIP WIRE REINFORCED AID WEANING MAINTAIN AIRWAY PATENCY MR CONDITIONAL CE MARKED STERILE PEDIATRIC LATEX FREE PORTEX BIVONA FLEXTEND TTS PLUS | Silicone | EA | 1 | 196.61 | 196.61 | 206.44 | 225 | 225 | 3 | 1861.87 | 9 | No match
| Tubes Tracheostomy/Laryngectomy | ICU Medical Inc | 67PFP50 | TUBE TRACHEOSTOMY SIZE 5.0 L50MM OD7.3MM ID5MM WHITE SILICONE CUFFED EXTENDED LENGTH V FLANGE BEVELED TIP WIRE REINFORCED AID WEANING MAINTAIN AIRWAY PATENCY MR CONDITIONAL CE MARKED STERILE PEDIATRIC LATEX FREE PORTEX BIVONA FLEXTEND TTS PLUS | Silicone | EA | 1 | 195.3 | 195.3 | 195.3 | 206.44 | 206.44 | 2 | 401.74 | 2 | No match
| Tubes Tracheostomy/Laryngectomy | ICU Medical Inc | 67PFP55 | TUBE TRACHEOSTOMY SIZE 5.5 L52MM OD8MM ID5.5MM WHITE SILICONE CUFFED EXTENDED LENGTH V FLANGE BEVELED TIP WIRE REINFORCED AID WEANING MAINTAIN AIRWAY PATENCY MR CONDITIONAL CE MARKED STERILE PEDIATRIC LATEX FREE PORTEX BIVONA FLEXTEND TTS PLUS | Silicone | EA | 1 | 201.29 | 201.29 | 201.29 | 206.44 | 206.44 | 2 | 609.02 | 3 | No match
| Tubes Tracheostomy/Laryngectomy | ICU Medical Inc | 67PFP60 | TUBE TRACHEOSTOMY SIZE 6.0 L56MM OD8.7MM ID6MM WHITE SILICONE CUFFED EXTENDED LENGTH V FLANGE BEVELED TIP WIRE REINFORCED AID WEANING MAINTAIN AIRWAY PATENCY MR CONDITIONAL CE MARKED STERILE PEDIATRIC LATEX FREE PORTEX BIVONA FLEXTEND TTS PLUS | Silicone | EA | 1 | 206.44 | 206.44 | 206.44 | 206.44 | 206.44 | 2 | 2477.28 | 12 | No match
| Tubes Tracheostomy/Laryngectomy | ICU Medical Inc | 85N030 | TUBE TRACHEOSTOMY SIZE 3.0 L32MM OD4.7MM ID3MM WHITE SILICONE FOAM CUFF LOW PRESSURE SEAL CE MARKED MR CONDITIONAL STERILE NEONATAL LATEX FREE PORTEX BIVONA FOME-CUF | Silicone | EA | 6 | 194.12 | 194.12 | 194.12 | 194.12 | 194.12 | 1 | 582.36 | 3 | Alternative | 76% | Tracoe | 36330 | TUBE TRACHEOSTOMY SIZE 3.0 L32MM OD4.9MM ID3MM WHITE SILICONE DEHP FREE KINK RESISTANT EXTENDED LENGTH THERMALLY STABLE NECK STRAP RING OBTURATOR MR CONDITIONAL RADIOPAQUE VERY SOFT TUBE TIP STERILE NEONATAL LATEX FREE TRACOE Silcosoft | EA | 1 | 204 | 204 | 206 | 206 | 206 | 3 | 23840 | 116 | X | X | X | X | X |  | X |  | X | X | X | X |  |  | X | X |  | Silicone
| Tubes Tracheostomy/Laryngectomy | ICU Medical Inc | 85P025 | TUBE TRACHEOSTOMY SIZE 2.5 L38MM OD4MM ID2.5MM WHITE SILICONE FOAM CUFF LOW PRESSURE SEAL CE MARKED INTEGRATED 15MM CONNECTOR MR CONDITIONAL STERILE PEDIATRIC LATEX FREE PORTEX BIVONA FOME-CUF | Silicone | EA | 6 | 194.12 | 194.12 | 194.12 | 194.12 | 194.12 | 1 | 1164.72 | 6 | Alternative | 83% | Medtronic Minimally Invasive | 25PCF | TUBE TRACHEOSTOMY SIZE 2.5 L39MM OD4.2MM ID2.5MM WHITE POLYVINYLCHLORIDE DEHP FREE TAPERGUARD CUFF INTEGRATED CONNECTOR TRANSPARENT FLANGE TAPE TIE RECESS PROMOTE AIRFLOW FLEXIBLE MR CONDITIONAL PEDIATRIC LATEX FREE DISPOSABLE SHILEY | EA | 1 | 45.2317 | 46.63 | 58.95 | 69.03 | 71.86 | 11 | 4681.9602 | 76 | X | X | X | X | X |  | X |  | X | X | X | X | X | X | X | X | X | PVC
| Tubes Tracheostomy/Laryngectomy | ICU Medical Inc | 85P035 | TUBE TRACHEOSTOMY SIZE 3.5 L40MM OD5.3MM ID3.5MM WHITE SILICONE FOAM CUFF LOW PRESSURE SEAL CE MARKED INTEGRATED 15MM CONNECTOR MR CONDITIONAL STERILE PEDIATRIC LATEX FREE PORTEX BIVONA FOME-CUF | Silicone | EA | 6 | 228.66 | 228.66 | 228.66 | 228.66 | 228.66 | 1 | 9738.3 | 43 | Alternative | 83% | Medtronic Minimally Invasive | 35PEF | TUBE TRACHEOSTOMY SIZE 3.5 L40MM OD5.4MM ID3.5MM WHITE POLYVINYLCHLORIDE DEHP FREE CUFFLESS INTEGRATED CONNECTOR TRANSPARENT FLANGE TAPE TIE RECESS PROMOTE AIRFLOW FLEXIBLE MR CONDITIONAL PEDIATRIC LATEX FREE DISPOSABLE SHILEY | EA | 1 | 39.91 | 45.5 | 45.96 | 46.43 | 55.2 | 101 | 60357.95 | 1307 | X | X | X | X | X |  | X |  | X | X | X | X | X | X | X | X | X | PVC
| Tubes Tracheostomy/Laryngectomy | ICU Medical Inc | 85P040 | TUBE TRACHEOSTOMY SIZE 4.0 L41MM OD6MM ID4MM WHITE SILICONE FOAM CUFF LOW PRESSURE SEAL CE MARKED INTEGRATED 15MM CONNECTOR MR CONDITIONAL STERILE PEDIATRIC LATEX FREE PORTEX BIVONA FOME-CUF | Silicone | EA | 6 | 186.27 | 186.27 | 199.13 | 228.66 | 228.66 | 3 | 11604.95 | 52 | Alternative | 83% | Medtronic Minimally Invasive | 40PEF | TUBE TRACHEOSTOMY SIZE 4.0 L41MM OD6MM ID4MM WHITE POLYVINYLCHLORIDE DEHP FREE CUFFLESS INTEGRATED CONNECTOR TRANSPARENT FLANGE TAPE TIE RECESS PROMOTE AIRFLOW FLEXIBLE MR CONDITIONAL PEDIATRIC LATEX FREE DISPOSABLE SHILEY | EA | 1 | 36.39 | 44.8 | 45.5 | 46.43 | 55.2 | 114 | 67766.96 | 1465 | X | X | X | X | X |  | X |  | X | X | X | X | X | X | X | X | X | PVC
| Tubes Tracheostomy/Laryngectomy | ICU Medical Inc | 85P045 | TUBE TRACHEOSTOMY SIZE 4.5 L42MM OD6.7MM ID4.5MM WHITE SILICONE FOAM CUFF LOW PRESSURE SEAL CE MARKED INTEGRATED 15MM CONNECTOR MR CONDITIONAL STERILE PEDIATRIC LATEX FREE PORTEX BIVONA FOME-CUF | Silicone | EA | 6 | 224.18 | 224.18 | 224.18 | 224.18 | 224.18 | 1 | 5380.32 | 24 | Alternative | 83% | Medtronic Minimally Invasive | 45PEF | TUBE TRACHEOSTOMY SIZE 4.5 L42MM OD6.7MM ID4.5MM WHITE POLYVINYLCHLORIDE DEHP FREE CUFFLESS INTEGRATED CONNECTOR TRANSPARENT FLANGE TAPE TIE RECESS PROMOTE AIRFLOW FLEXIBLE MR CONDITIONAL PEDIATRIC LATEX FREE DISPOSABLE SHILEY | EA | 1 | 39.91 | 45.5 | 45.95 | 46.43 | 53.62 | 91 | 43970.54 | 945 | X | X | X | X | X |  | X |  | X | X | X | X | X | X | X | X | X | PVC
| Tubes Tracheostomy/Laryngectomy | ICU Medical Inc | 85P050 | TUBE TRACHEOSTOMY SIZE 5.0 L44MM OD7.3MM ID5MM WHITE SILICONE FOAM CUFF LOW PRESSURE SEAL CE MARKED INTEGRATED 15MM CONNECTOR MR CONDITIONAL STERILE PEDIATRIC LATEX FREE PORTEX BIVONA FOME-CUF | Silicone | EA | 6 | 199.13 | 199.13 | 199.13 | 224.18 | 224.18 | 2 | 4010.19 | 18 | Alternative | 83% | Medtronic Minimally Invasive | 50PEF | TUBE TRACHEOSTOMY SIZE 5.0 L44MM OD7.3MM ID5MM WHITE POLYVINYLCHLORIDE DEHP FREE CUFFLESS INTEGRATED CONNECTOR TRANSPARENT FLANGE TAPE TIE RECESS PROMOTE AIRFLOW FLEXIBLE MR CONDITIONAL PEDIATRIC LATEX FREE DISPOSABLE SHILEY | EA | 1 | 39.91 | 45.07 | 45.96 | 46.75 | 54.44 | 100 | 38878.65 | 831 | X | X | X | X | X |  | X |  | X | X | X | X | X | X | X | X | X | PVC
| Tubes Tracheostomy/Laryngectomy | ICU Medical Inc | 85P055 | TUBE TRACHEOSTOMY SIZE 5.5 L46MM OD8MM ID5.5MM WHITE SILICONE FOAM CUFF LOW PRESSURE SEAL CE MARKED INTEGRATED 15MM CONNECTOR MR CONDITIONAL STERILE PEDIATRIC LATEX FREE PORTEX BIVONA FOME-CUF | Silicone | EA | 6 | 224.18 | 224.18 | 224.18 | 224.18 | 224.18 | 1 | 8967.2 | 40 | Alternative | 83% | Medtronic Minimally Invasive | 55PEF | TUBE TRACHEOSTOMY SIZE 5.5 L46MM OD7.9MM ID5.5MM WHITE POLYVINYLCHLORIDE DEHP FREE CUFFLESS INTEGRATED CONNECTOR TRANSPARENT FLANGE TAPE TIE RECESS PROMOTE AIRFLOW FLEXIBLE MR CONDITIONAL PEDIATRIC LATEX FREE DISPOSABLE SHILEY | EA | 1 | 39.91 | 45.5 | 46.42 | 46.75 | 54.68 | 69 | 24512.4963 | 523 | X | X | X | X | X |  | X |  | X | X | X | X | X | X | X | X | X | PVC
| Tubes Tracheostomy/Laryngectomy | ICU Medical Inc | 67SN025 | TUBE TRACHEOSTOMY SIZE 2.5 L30MM OD4MM ID2.5MM WHITE SILICONE CUFFED STRAIGHT FLANGE MULTIPURPOSE DESIGN WIRE REINFORCED MR CONDITIONAL TRACH TIE IMPROVED WEANING OBTURATOR CE MARKED STERILE NEONATAL LATEX FREE PORTEX BIVONA TTS | Silicone | EA | 1 | 163.44 | 164.61 | 172.84 | 183.34 | 190.16 | 13 | 26730.51 | 154 | Alternative | 82% | Tracoe | 36325 | TUBE TRACHEOSTOMY SIZE 2.5 L30MM OD4.4MM ID2.5MM WHITE SILICONE DEHP FREE KINK RESISTANT EXTENDED LENGTH THERMALLY STABLE NECK STRAP RING OBTURATOR MR CONDITIONAL RADIOPAQUE VERY SOFT TUBE TIP STERILE NEONATAL LATEX FREE TRACOE Silcosoft | EA | 1 | 204 | 204 | 204 | 206 | 206 | 2 | 3274 | 16 | X |  | X | X | X | X | X |  | X | X | X | X | X | X | X | X |  | Silicone
| Tubes Tracheostomy/Laryngectomy | ICU Medical Inc | 67SN030 | TUBE TRACHEOSTOMY SIZE 3.0 L32MM OD4.7MM ID3MM WHITE SILICONE CUFFED STRAIGHT FLANGE MULTIPURPOSE DESIGN WIRE REINFORCED MR CONDITIONAL TRACH TIE IMPROVED WEANING OBTURATOR CE MARKED STERILE NEONATAL LATEX FREE PORTEX BIVONA TTS | Silicone | EA | 1 | 155.66 | 164.61 | 172.84 | 183.34 | 190.16 | 22 | 54628.77 | 313 | Alternative | 91% | Tracoe | 36330 | TUBE TRACHEOSTOMY SIZE 3.0 L32MM OD4.9MM ID3MM WHITE SILICONE DEHP FREE KINK RESISTANT EXTENDED LENGTH THERMALLY STABLE NECK STRAP RING OBTURATOR MR CONDITIONAL RADIOPAQUE VERY SOFT TUBE TIP STERILE NEONATAL LATEX FREE TRACOE Silcosoft | EA | 1 | 204 | 204 | 206 | 206 | 206 | 3 | 23840 | 116 | X | X | X | X | X | X | X |  | X | X | X | X | X | X | X | X |  | Silicone
| Tubes Tracheostomy/Laryngectomy | ICU Medical Inc | 67SN035 | TUBE TRACHEOSTOMY SIZE 3.5 L34MM OD5.3MM ID3.5MM WHITE SILICONE CUFFED STRAIGHT FLANGE MULTIPURPOSE DESIGN WIRE REINFORCED MR CONDITIONAL TRACH TIE IMPROVED WEANING OBTURATOR CE MARKED STERILE NEONATAL LATEX FREE PORTEX BIVONA TTS | Silicone | EA | 1 | 155.66 | 164.61 | 172.84 | 183.34 | 193.63 | 24 | 58720.5 | 336 | Alternative | 91% | Tracoe | 36335 | TUBE TRACHEOSTOMY SIZE 3.5 L34MM OD5.4MM ID3.5MM WHITE SILICONE DEHP FREE KINK RESISTANT EXTENDED LENGTH THERMALLY STABLE NECK STRAP RING OBTURATOR MR CONDITIONAL RADIOPAQUE VERY SOFT TUBE TIP STERILE NEONATAL LATEX FREE TRACOE Silcosoft | EA | 1 | 204 | 206 | 206 | 212 | 212 | 5 | 28356 | 138 | X | X | X | X | X | X | X |  | X | X | X | X | X | X | X | X |  | Silicone
| Tubes Tracheostomy/Laryngectomy | ICU Medical Inc | 67SN040 | TUBE TRACHEOSTOMY SIZE 4.0 L36MM OD6MM ID4MM WHITE SILICONE CUFFED STRAIGHT FLANGE MULTIPURPOSE DESIGN WIRE REINFORCED MR CONDITIONAL TRACH TIE IMPROVED WEANING OBTURATOR CE MARKED STERILE NEONATAL LATEX FREE PORTEX BIVONA TTS | Silicone | EA | 1 | 163.44 | 163.45 | 172.84 | 183.34 | 190.16 | 20 | 25590.55 | 148 | Alternative | 91% | Tracoe | 36340 | TUBE TRACHEOSTOMY SIZE 4.0 L36MM OD6MM ID4MM WHITE SILICONE DEHP FREE KINK RESISTANT EXTENDED LENGTH THERMALLY STABLE NECK STRAP RING OBTURATOR MR CONDITIONAL RADIOPAQUE VERY SOFT TUBE TIP STERILE NEONATAL LATEX FREE TRACOE Silcosoft | EA | 1 | 204 | 204 | 206 | 212 | 212 | 4 | 19200 | 93 | X | X | X | X | X | X | X |  | X | X | X | X | X | X | X | X |  | Silicone
| Tubes Tracheostomy/Laryngectomy | ICU Medical Inc | 67N025 | TUBE TRACHEOSTOMY SIZE 2.5 L30MM OD4MM ID2.5MM WHITE SILICONE CUFFED V FLANGE MULTIPURPOSE DESIGN WIRE REINFORCED MR CONDITIONAL TRACH TIE IMPROVED WEANING OBTURATOR CE MARKED STERILE NEONATAL LATEX FREE PORTEX BIVONA TTS | Silicone | EA | 1 | 161.98 | 170.08 | 175.69 | 180.77 | 180.77 | 12 | 13848.98 | 80 | Alternative | 81% | Medtronic Minimally Invasive | 25NCF | TUBE TRACHEOSTOMY SIZE 2.5 L30MM OD4.2MM ID2.5MM WHITE POLYVINYLCHLORIDE DEHP FREE TAPERGUARD CUFF INTEGRATED CONNECTOR TRANSPARENT FLANGE TAPE TIE RECESS PROMOTE AIRFLOW FLEXIBLE MR CONDITIONAL NEONATAL LATEX FREE DISPOSABLE SHILEY | EA | 1 | 46.63 | 58.67 | 60.54 | 69.03 | 72.12 | 9 | 3639.6502 | 59 | X | X | X | X | X |  | X |  | X | X | X | X |  | X | X | X | X | PVC
| Tubes Tracheostomy/Laryngectomy | ICU Medical Inc | 67N030 | TUBE TRACHEOSTOMY SIZE 3.0 L32MM OD4.7MM ID3MM WHITE SILICONE CUFFED V FLANGE MULTIPURPOSE DESIGN WIRE REINFORCED MR CONDITIONAL TRACH TIE IMPROVED WEANING OBTURATOR CE MARKED STERILE NEONATAL LATEX FREE PORTEX BIVONA TTS | Silicone | EA | 1 | 161.98 | 170.08 | 172.16 | 177.77 | 216.8 | 19 | 54798.37 | 315 | Alternative | 88% | Tracoe | 36330 | TUBE TRACHEOSTOMY SIZE 3.0 L32MM OD4.9MM ID3MM WHITE SILICONE DEHP FREE KINK RESISTANT EXTENDED LENGTH THERMALLY STABLE NECK STRAP RING OBTURATOR MR CONDITIONAL RADIOPAQUE VERY SOFT TUBE TIP STERILE NEONATAL LATEX FREE TRACOE Silcosoft | EA | 1 | 204 | 204 | 206 | 206 | 206 | 3 | 23840 | 116 | X | X | X | X | X | X | X |  | X | X | X | X | X |  | X | X |  | Silicone
| Tubes Tracheostomy/Laryngectomy | ICU Medical Inc | 67N035 | TUBE TRACHEOSTOMY SIZE 3.5 L34MM OD5.3MM ID3.5MM WHITE SILICONE CUFFED V FLANGE MULTIPURPOSE DESIGN WIRE REINFORCED MR CONDITIONAL TRACH TIE IMPROVED WEANING OBTURATOR CE MARKED STERILE NEONATAL LATEX FREE PORTEX BIVONA TTS | Silicone | EA | 1 | 161.98 | 170.08 | 170.08 | 176.89 | 190.16 | 25 | 45645.01 | 262 | Alternative | 88% | Tracoe | 36335 | TUBE TRACHEOSTOMY SIZE 3.5 L34MM OD5.4MM ID3.5MM WHITE SILICONE DEHP FREE KINK RESISTANT EXTENDED LENGTH THERMALLY STABLE NECK STRAP RING OBTURATOR MR CONDITIONAL RADIOPAQUE VERY SOFT TUBE TIP STERILE NEONATAL LATEX FREE TRACOE Silcosoft | EA | 1 | 204 | 206 | 206 | 212 | 212 | 5 | 28356 | 138 | X | X | X | X | X | X | X |  | X | X | X | X | X |  | X | X |  | Silicone
| Tubes Tracheostomy/Laryngectomy | ICU Medical Inc | 67N040 | TUBE TRACHEOSTOMY SIZE 4.0 L36MM OD6MM ID4MM WHITE SILICONE CUFFED V FLANGE MULTIPURPOSE DESIGN WIRE REINFORCED MR CONDITIONAL TRACH TIE IMPROVED WEANING OBTURATOR CE MARKED STERILE NEONATAL LATEX FREE PORTEX BIVONA TTS | Silicone | EA | 1 | 161.98 | 166.99 | 170.08 | 175.34 | 185.64 | 18 | 18909.04 | 111 | Alternative | 88% | Tracoe | 36340 | TUBE TRACHEOSTOMY SIZE 4.0 L36MM OD6MM ID4MM WHITE SILICONE DEHP FREE KINK RESISTANT EXTENDED LENGTH THERMALLY STABLE NECK STRAP RING OBTURATOR MR CONDITIONAL RADIOPAQUE VERY SOFT TUBE TIP STERILE NEONATAL LATEX FREE TRACOE Silcosoft | EA | 1 | 204 | 204 | 206 | 212 | 212 | 4 | 19200 | 93 | X | X | X | X | X | X | X |  | X | X | X | X | X |  | X | X |  | Silicone
| Tubes Tracheostomy/Laryngectomy | ICU Medical Inc | 67SP025 | TUBE TRACHEOSTOMY SIZE 2.5 L38MM OD4MM ID2.5MM WHITE SILICONE CUFFED STRAIGHT FLANGE MULTIPURPOSE DESIGN WIRE REINFORCED MR CONDITIONAL TRACH TIE IMPROVED WEANING OBTURATOR CE MARKED STERILE PEDIATRIC LATEX FREE PORTEX BIVONA TTS | Silicone | EA | 1 | 163.44 | 163.45 | 177.41 | 183.34 | 189.48 | 12 | 13769.58 | 79 | Alternative | 82% | Tracoe | 37325 | TUBE TRACHEOSTOMY SIZE 2.5 L38MM OD4.4MM ID2.5MM WHITE SILICONE DEHP FREE KINK RESISTANT EXTENDED LENGTH THERMALLY STABLE NECK STRAP RING OBTURATOR MR CONDITIONAL RADIOPAQUE VERY SOFT TUBE TIP STERILE PEDIATRIC LATEX FREE TRACOE Silcosoft | EA | 1 | 204 | 204 | 204 | 204 | 204 | 1 | 408 | 2 | X |  | X | X | X | X | X |  | X | X | X | X | X | X | X | X |  | Silicone
| Tubes Tracheostomy/Laryngectomy | ICU Medical Inc | 67SP030 | TUBE TRACHEOSTOMY SIZE 3.0 L39MM OD4.7MM ID3MM WHITE SILICONE CUFFED STRAIGHT FLANGE MULTIPURPOSE DESIGN WIRE REINFORCED MR CONDITIONAL TRACH TIE IMPROVED WEANING OBTURATOR CE MARKED STERILE PEDIATRIC LATEX FREE PORTEX BIVONA TTS | Silicone | EA | 1 | 163.44 | 164.61 | 172.84 | 183.34 | 191.97 | 25 | 84114.73 | 494 | Alternative | 91% | Tracoe | 37330 | TUBE TRACHEOSTOMY SIZE 3.0 L39MM OD4.9MM ID3MM WHITE SILICONE DEHP FREE KINK RESISTANT EXTENDED LENGTH THERMALLY STABLE NECK STRAP RING OBTURATOR MR CONDITIONAL RADIOPAQUE VERY SOFT TUBE TIP STERILE PEDIATRIC LATEX FREE TRACOE Silcosoft | EA | 1 | 204 | 204 | 206 | 212 | 212 | 3 | 10448 | 51 | X | X | X | X | X | X | X |  | X | X | X | X | X | X | X | X |  | Silicone
| Tubes Tracheostomy/Laryngectomy | ICU Medical Inc | 67SP035 | TUBE TRACHEOSTOMY SIZE 3.5 L40MM OD5.3MM ID3.5MM WHITE SILICONE CUFFED STRAIGHT FLANGE MULTIPURPOSE DESIGN WIRE REINFORCED MR CONDITIONAL TRACH TIE IMPROVED WEANING OBTURATOR CE MARKED STERILE PEDIATRIC LATEX FREE PORTEX BIVONA TTS | Silicone | EA | 1 | 155.66 | 164.61 | 172.84 | 183.34 | 193.63 | 31 | 89447.13 | 527 | Alternative | 91% | Tracoe | 37335 | TUBE TRACHEOSTOMY SIZE 3.5 L40MM OD5.4MM ID3.5MM WHITE SILICONE DEHP FREE KINK RESISTANT EXTENDED LENGTH THERMALLY STABLE NECK STRAP RING OBTURATOR MR CONDITIONAL RADIOPAQUE VERY SOFT TUBE TIP STERILE PEDIATRIC LATEX FREE TRACOE Silcosoft | EA | 1 | 200 | 204 | 206 | 212 | 212 | 6 | 87750 | 428 | X | X | X | X | X | X | X |  | X | X | X | X | X | X | X | X |  | Silicone
| Tubes Tracheostomy/Laryngectomy | ICU Medical Inc | 67SP040 | TUBE TRACHEOSTOMY SIZE 4.0 L41MM OD6MM ID4MM WHITE SILICONE CUFFED STRAIGHT FLANGE MULTIPURPOSE DESIGN WIRE REINFORCED MR CONDITIONAL TRACH TIE IMPROVED WEANING OBTURATOR CE MARKED STERILE PEDIATRIC LATEX FREE PORTEX BIVONA TTS | Silicone | EA | 1 | 155.66 | 164.61 | 172.84 | 181.48 | 195.87 | 29 | 108376.13 | 651 | Alternative | 91% | Tracoe | 37340 | TUBE TRACHEOSTOMY SIZE 4.0 L41MM OD6MM ID4MM WHITE SILICONE DEHP FREE KINK RESISTANT EXTENDED LENGTH THERMALLY STABLE NECK STRAP RING OBTURATOR MR CONDITIONAL RADIOPAQUE VERY SOFT TUBE TIP STERILE PEDIATRIC LATEX FREE TRACOE Silcosoft | EA | 1 | 204 | 206 | 206 | 212 | 212 | 5 | 35780 | 174 | X | X | X | X | X | X | X |  | X | X | X | X | X | X | X | X |  | Silicone
| Tubes Tracheostomy/Laryngectomy | ICU Medical Inc | 67SP045 | TUBE TRACHEOSTOMY SIZE 4.5 L42MM OD6.7MM ID4.5MM WHITE SILICONE CUFFED STRAIGHT FLANGE MULTIPURPOSE DESIGN WIRE REINFORCED MR CONDITIONAL TRACH TIE IMPROVED WEANING OBTURATOR CE MARKED STERILE PEDIATRIC LATEX FREE PORTEX BIVONA TTS | Silicone | EA | 1 | 155.66 | 164.61 | 172.84 | 183.34 | 218.36 | 34 | 109208.75 | 647 | Alternative | 91% | Tracoe | 37245 | TUBE TRACHEOSTOMY SIZE 4.5 L42MM OD6.6MM ID4.5MM WHITE SILICONE DEHP FREE WATER CUFF KINK RESISTANT THERMALLY STABLE NECK STRAP RING OBTURATOR MR CONDITIONAL RADIOPAQUE VERY SOFT TUBE TIP STERILE PEDIATRIC LATEX FREE TRACOE Silcosoft | EA | 1 | 183.85 | 183.85 | 194 | 194 | 194 | 3 | 3573.1 | 18 | X | X | X | X | X | X | X |  | X | X | X | X | X | X | X | X |  | Silicone
| Tubes Tracheostomy/Laryngectomy | ICU Medical Inc | 67SP050 | TUBE TRACHEOSTOMY SIZE 5.0 L44MM OD7.3MM ID5MM WHITE SILICONE CUFFED STRAIGHT FLANGE MULTIPURPOSE DESIGN WIRE REINFORCED MR CONDITIONAL TRACH TIE IMPROVED WEANING OBTURATOR CE MARKED STERILE PEDIATRIC LATEX FREE PORTEX BIVONA TTS | Silicone | EA | 1 | 155.66 | 164.61 | 172.18 | 181.48 | 191.97 | 28 | 96163.47 | 566 | Alternative | 91% | Tracoe | 37350 | TUBE TRACHEOSTOMY SIZE 5.0 L44MM OD7.3MM ID5MM WHITE SILICONE DEHP FREE KINK RESISTANT EXTENDED LENGTH THERMALLY STABLE NECK STRAP RING OBTURATOR MR CONDITIONAL RADIOPAQUE VERY SOFT TUBE TIP STERILE PEDIATRIC LATEX FREE TRACOE Silcosoft | EA | 1 | 200 | 200 | 204 | 206 | 206 | 3 | 12850 | 63 | X | X | X | X | X | X | X |  | X | X | X | X | X | X | X | X |  | Silicone
| Tubes Tracheostomy/Laryngectomy | ICU Medical Inc | 67SP055 | TUBE TRACHEOSTOMY SIZE 5.5 L46MM OD8MM ID5.5MM WHITE SILICONE CUFFED STRAIGHT FLANGE MULTIPURPOSE DESIGN WIRE REINFORCED MR CONDITIONAL TRACH TIE IMPROVED WEANING OBTURATOR CE MARKED STERILE PEDIATRIC LATEX FREE PORTEX BIVONA TTS | Silicone | EA | 1 | 160.48 | 163.45 | 172.18 | 177.41 | 190.16 | 24 | 65104.33 | 373 | Alternative | 82% | Tracoe | 37255 | TUBE TRACHEOSTOMY SIZE 5.5 L46MM OD8.4MM ID5.5MM WHITE SILICONE DEHP FREE WATER CUFF KINK RESISTANT THERMALLY STABLE NECK STRAP RING OBTURATOR MR CONDITIONAL RADIOPAQUE VERY SOFT TUBE TIP STERILE PEDIATRIC LATEX FREE TRACOE Silcosoft | EA | 1 | 183.85 | 183.85 | 183.85 | 194 | 194 | 2 | 1123.4 | 6 | X |  | X | X | X | X | X |  | X | X | X | X | X | X | X | X |  | Silicone
| Tubes Tracheostomy/Laryngectomy | ICU Medical Inc | 67P025 | TUBE TRACHEOSTOMY SIZE 2.5 L38MM OD4MM ID2.5MM WHITE SILICONE CUFFED V FLANGE MULTIPURPOSE DESIGN WIRE REINFORCED MR CONDITIONAL TRACH TIE IMPROVED WEANING OBTURATOR CE MARKED STERILE PEDIATRIC LATEX FREE PORTEX BIVONA TTS | Silicone | EA | 1 | 157.14 | 163.44 | 164.61 | 172.84 | 189.48 | 14 | 16816.44 | 101 | Alternative | 81% | Medtronic Minimally Invasive | 25PCF | TUBE TRACHEOSTOMY SIZE 2.5 L39MM OD4.2MM ID2.5MM WHITE POLYVINYLCHLORIDE DEHP FREE TAPERGUARD CUFF INTEGRATED CONNECTOR TRANSPARENT FLANGE TAPE TIE RECESS PROMOTE AIRFLOW FLEXIBLE MR CONDITIONAL PEDIATRIC LATEX FREE DISPOSABLE SHILEY | EA | 1 | 45.2317 | 46.63 | 58.95 | 69.03 | 71.86 | 11 | 4681.9602 | 76 | X | X | X | X | X |  | X |  | X | X | X | X |  | X | X | X | X | PVC
| Tubes Tracheostomy/Laryngectomy | ICU Medical Inc | 67P030 | TUBE TRACHEOSTOMY SIZE 3.0 L39MM OD4.7MM ID3MM WHITE SILICONE CUFFED V FLANGE MULTIPURPOSE DESIGN WIRE REINFORCED MR CONDITIONAL TRACH TIE IMPROVED WEANING OBTURATOR CE MARKED STERILE PEDIATRIC LATEX FREE PORTEX BIVONA TTS | Silicone | EA | 1 | 155.66 | 163.44 | 166.67 | 172.84 | 223.18 | 33 | 69728.89 | 414 | Alternative | 88% | Tracoe | 37330 | TUBE TRACHEOSTOMY SIZE 3.0 L39MM OD4.9MM ID3MM WHITE SILICONE DEHP FREE KINK RESISTANT EXTENDED LENGTH THERMALLY STABLE NECK STRAP RING OBTURATOR MR CONDITIONAL RADIOPAQUE VERY SOFT TUBE TIP STERILE PEDIATRIC LATEX FREE TRACOE Silcosoft | EA | 1 | 204 | 204 | 206 | 212 | 212 | 3 | 10448 | 51 | X | X | X | X | X | X | X |  | X | X | X | X | X |  | X | X |  | Silicone
| Tubes Tracheostomy/Laryngectomy | ICU Medical Inc | 67P035 | TUBE TRACHEOSTOMY SIZE 3.5 L40MM OD5.3MM ID3.5MM WHITE SILICONE CUFFED V FLANGE MULTIPURPOSE DESIGN WIRE REINFORCED MR CONDITIONAL TRACH TIE IMPROVED WEANING OBTURATOR CE MARKED STERILE PEDIATRIC LATEX FREE PORTEX BIVONA TTS | Silicone | EA | 1 | 156.36 | 163.45 | 170.1 | 183.34 | 218.64 | 40 | 139778.66 | 840 | Alternative | 88% | Tracoe | 37335 | TUBE TRACHEOSTOMY SIZE 3.5 L40MM OD5.4MM ID3.5MM WHITE SILICONE DEHP FREE KINK RESISTANT EXTENDED LENGTH THERMALLY STABLE NECK STRAP RING OBTURATOR MR CONDITIONAL RADIOPAQUE VERY SOFT TUBE TIP STERILE PEDIATRIC LATEX FREE TRACOE Silcosoft | EA | 1 | 200 | 204 | 206 | 212 | 212 | 6 | 87750 | 428 | X | X | X | X | X | X | X |  | X | X | X | X | X |  | X | X |  | Silicone
| Tubes Tracheostomy/Laryngectomy | ICU Medical Inc | 67P040 | TUBE TRACHEOSTOMY SIZE 4.0 L41MM OD6MM ID4MM WHITE SILICONE CUFFED V FLANGE MULTIPURPOSE DESIGN WIRE REINFORCED MR CONDITIONAL TRACH TIE IMPROVED WEANING OBTURATOR CE MARKED STERILE PEDIATRIC LATEX FREE PORTEX BIVONA TTS | Silicone | EA | 1 | 155.66 | 163.44 | 170.1 | 177.41 | 218.64 | 41 | 99833.43 | 589 | Alternative | 88% | Tracoe | 37340 | TUBE TRACHEOSTOMY SIZE 4.0 L41MM OD6MM ID4MM WHITE SILICONE DEHP FREE KINK RESISTANT EXTENDED LENGTH THERMALLY STABLE NECK STRAP RING OBTURATOR MR CONDITIONAL RADIOPAQUE VERY SOFT TUBE TIP STERILE PEDIATRIC LATEX FREE TRACOE Silcosoft | EA | 1 | 204 | 206 | 206 | 212 | 212 | 5 | 35780 | 174 | X | X | X | X | X | X | X |  | X | X | X | X | X |  | X | X |  | Silicone
| Tubes Tracheostomy/Laryngectomy | ICU Medical Inc | 67P045 | TUBE TRACHEOSTOMY SIZE 4.5 L42MM OD6.7MM ID4.5MM WHITE SILICONE CUFFED V FLANGE MULTIPURPOSE DESIGN WIRE REINFORCED MR CONDITIONAL TRACH TIE IMPROVED WEANING OBTURATOR CE MARKED STERILE PEDIATRIC LATEX FREE PORTEX BIVONA TTS | Silicone | EA | 1 | 155.66 | 163.44 | 170.1 | 176.6 | 214.52 | 45 | 162010.84 | 970 | Alternative | 88% | Tracoe | 37245 | TUBE TRACHEOSTOMY SIZE 4.5 L42MM OD6.6MM ID4.5MM WHITE SILICONE DEHP FREE WATER CUFF KINK RESISTANT THERMALLY STABLE NECK STRAP RING OBTURATOR MR CONDITIONAL RADIOPAQUE VERY SOFT TUBE TIP STERILE PEDIATRIC LATEX FREE TRACOE Silcosoft | EA | 1 | 183.85 | 183.85 | 194 | 194 | 194 | 3 | 3573.1 | 18 | X | X | X | X | X | X | X |  | X | X | X | X | X |  | X | X |  | Silicone
| Tubes Tracheostomy/Laryngectomy | ICU Medical Inc | 67P050 | TUBE TRACHEOSTOMY SIZE 5.0 L44MM OD7.3MM ID5MM WHITE SILICONE CUFFED V FLANGE MULTIPURPOSE DESIGN WIRE REINFORCED MR CONDITIONAL TRACH TIE IMPROVED WEANING OBTURATOR CE MARKED STERILE PEDIATRIC LATEX FREE PORTEX BIVONA TTS | Silicone | EA | 1 | 156.36 | 163.44 | 167.5 | 175.69 | 195.87 | 39 | 143178.92 | 857 | Alternative | 88% | Tracoe | 37350 | TUBE TRACHEOSTOMY SIZE 5.0 L44MM OD7.3MM ID5MM WHITE SILICONE DEHP FREE KINK RESISTANT EXTENDED LENGTH THERMALLY STABLE NECK STRAP RING OBTURATOR MR CONDITIONAL RADIOPAQUE VERY SOFT TUBE TIP STERILE PEDIATRIC LATEX FREE TRACOE Silcosoft | EA | 1 | 200 | 200 | 204 | 206 | 206 | 3 | 12850 | 63 | X | X | X | X | X | X | X |  | X | X | X | X | X |  | X | X |  | Silicone
| Tubes Tracheostomy/Laryngectomy | ICU Medical Inc | 67P055 | TUBE TRACHEOSTOMY SIZE 5.5 L46MM OD8MM ID5.5MM WHITE SILICONE CUFFED V FLANGE MULTIPURPOSE DESIGN WIRE REINFORCED MR CONDITIONAL TRACH TIE IMPROVED WEANING OBTURATOR CE MARKED STERILE PEDIATRIC LATEX FREE PORTEX BIVONA TTS | Silicone | EA | 1 | 155.66 | 163.44 | 164.61 | 172.84 | 195.87 | 30 | 89181.11 | 553 | Alternative | 81% | Medtronic Minimally Invasive | 55PEF | TUBE TRACHEOSTOMY SIZE 5.5 L46MM OD7.9MM ID5.5MM WHITE POLYVINYLCHLORIDE DEHP FREE CUFFLESS INTEGRATED CONNECTOR TRANSPARENT FLANGE TAPE TIE RECESS PROMOTE AIRFLOW FLEXIBLE MR CONDITIONAL PEDIATRIC LATEX FREE DISPOSABLE SHILEY | EA | 1 | 39.91 | 45.5 | 46.42 | 46.75 | 54.68 | 69 | 24512.4963 | 523 | X | X | X | X | X |  | X |  | X | X | X | X |  | X | X | X | X | PVC
| Tubes Tracheostomy/Laryngectomy | ICU Medical Inc | 60NFPS25 | TUBE TRACHEOSTOMY SIZE 2.5 L30MM OD4MM ID2.5MM WHITE SILICONE CUFFLESS EXTENDED LENGTH STRAIGHT FLANGE KINK RESISTANT FLEXIBLE MR CONDITIONAL CE MARKED STERILE NEONATAL LATEX FREE PORTEX BIVONA FLEXTEND | Silicone | EA | 1 | 130.55 | 135.79 | 143.59 | 145.89 | 162.72 | 16 | 13304.53 | 93 | No match
| Tubes Tracheostomy/Laryngectomy | ICU Medical Inc | 60NFPS30 | TUBE TRACHEOSTOMY SIZE 3.0 L32MM OD4.7MM ID3MM WHITE SILICONE CUFFLESS EXTENDED LENGTH STRAIGHT FLANGE KINK RESISTANT FLEXIBLE MR CONDITIONAL CE MARKED STERILE NEONATAL LATEX FREE PORTEX BIVONA FLEXTEND | Silicone | EA | 1 | 129.32 | 135.79 | 141.41 | 143.59 | 162.72 | 31 | 44289.97 | 319 | No match
| Tubes Tracheostomy/Laryngectomy | ICU Medical Inc | 60NFPS35 | TUBE TRACHEOSTOMY SIZE 3.5 L34MM OD5.3MM ID3.5MM WHITE SILICONE CUFFLESS EXTENDED LENGTH STRAIGHT FLANGE KINK RESISTANT FLEXIBLE MR CONDITIONAL CE MARKED STERILE NEONATAL LATEX FREE PORTEX BIVONA FLEXTEND | Silicone | EA | 1 | 129.32 | 135.79 | 139.99 | 143.59 | 157.98 | 28 | 56448.51 | 416 | No match
| Tubes Tracheostomy/Laryngectomy | ICU Medical Inc | 60NFPS40 | TUBE TRACHEOSTOMY SIZE 4.0 L36MM OD6MM ID4MM WHITE SILICONE CUFFLESS EXTENDED LENGTH STRAIGHT FLANGE KINK RESISTANT FLEXIBLE MR CONDITIONAL CE MARKED STERILE NEONATAL LATEX FREE PORTEX BIVONA FLEXTEND | Silicone | EA | 1 | 129.32 | 135.79 | 139.98 | 143.59 | 186 | 25 | 28781.09 | 204 | No match
| Tubes Tracheostomy/Laryngectomy | ICU Medical Inc | 60NFP25 | TUBE TRACHEOSTOMY SIZE 2.5 L30MM OD4MM ID2.5MM WHITE SILICONE CUFFLESS EXTENDED LENGTH V FLANGE KINK RESISTANT FLEXIBLE MR CONDITIONAL CE MARKED STERILE NEONATAL LATEX FREE PORTEX BIVONA FLEXTEND | Silicone | EA | 1 | 133.32 | 135.79 | 139.98 | 150.4 | 157.98 | 10 | 10623.04 | 73 | No match
| Tubes Tracheostomy/Laryngectomy | ICU Medical Inc | 60NFP30 | TUBE TRACHEOSTOMY SIZE 3.0 L32MM OD4.7MM ID3MM WHITE SILICONE CUFFLESS EXTENDED LENGTH V FLANGE KINK RESISTANT FLEXIBLE MR CONDITIONAL CE MARKED STERILE NEONATAL LATEX FREE PORTEX BIVONA FLEXTEND | Silicone | BX | 1 | 159.05 | 159.05 | 159.05 | 159.05 | 159.05 | 1 | 5089.6 | 32 | No match
| Tubes Tracheostomy/Laryngectomy | ICU Medical Inc | 60NFP30 | TUBE TRACHEOSTOMY SIZE 3.0 L32MM OD4.7MM ID3MM WHITE SILICONE CUFFLESS EXTENDED LENGTH V FLANGE KINK RESISTANT FLEXIBLE MR CONDITIONAL CE MARKED STERILE NEONATAL LATEX FREE PORTEX BIVONA FLEXTEND | Silicone | EA | 1 | 130.55 | 139.98 | 143.59 | 157.98 | 162.72 | 19 | 30638.57 | 213 | No match
| Tubes Tracheostomy/Laryngectomy | ICU Medical Inc | 60NFP35 | TUBE TRACHEOSTOMY SIZE 3.5 L34MM OD5.3MM ID3.5MM WHITE SILICONE CUFFLESS EXTENDED LENGTH V FLANGE KINK RESISTANT FLEXIBLE MR CONDITIONAL CE MARKED STERILE NEONATAL LATEX FREE PORTEX BIVONA FLEXTEND | Silicone | EA | 1 | 130.23 | 135.79 | 139.99 | 147.69 | 162.72 | 20 | 31671.46 | 219 | No match
| Tubes Tracheostomy/Laryngectomy | ICU Medical Inc | 60NFP40 | TUBE TRACHEOSTOMY SIZE 4.0 L36MM OD6MM ID4MM WHITE SILICONE CUFFLESS EXTENDED LENGTH V FLANGE KINK RESISTANT FLEXIBLE MR CONDITIONAL CE MARKED STERILE NEONATAL LATEX FREE PORTEX BIVONA FLEXTEND | Silicone | EA | 1 | 135.79 | 139.98 | 142.97 | 150.4 | 154.05 | 10 | 5710.65 | 39 | No match
| Tubes Tracheostomy/Laryngectomy | ICU Medical Inc | 60SN025 | TUBE TRACHEOSTOMY SIZE 2.5 L30MM OD4MM ID2.5MM WHITE SILICONE CUFFLESS STRAIGHT FLANGE HYDROPHOBIC HYPOALLERGENIC WIRE REINFORCED REPROCESSIBLE FLEXIBLE IMPROVED FIT INTEGRATED 15MM CONNECTOR MR CONDITIONAL TRACH TIE IMPROVED WEANING CE MARKED STERILE NEONATAL LATEX FREE PORTEX BIVONA | Silicone | EA | 1 | 48.91 | 51.13 | 52.71 | 57.35 | 59.48 | 14 | 8788.68 | 169 | Alternative | 94% | Medtronic Minimally Invasive | 25NEF | TUBE TRACHEOSTOMY SIZE 2.5 L30MM OD4.2MM ID2.5MM WHITE POLYVINYLCHLORIDE DEHP FREE CUFFLESS INTEGRATED CONNECTOR TRANSPARENT FLANGE TAPE TIE RECESS PROMOTE AIRFLOW FLEXIBLE MR CONDITIONAL NEONATAL LATEX FREE DISPOSABLE SHILEY | EA | 1 | 31.35 | 31.85 | 45.5 | 45.95 | 50 | 7 | 1496.75 | 43 | X | X | X | X | X | X | X | X | X | X | X | X |  |  | X | X | X | PVC
| Tubes Tracheostomy/Laryngectomy | ICU Medical Inc | 60SN030 | TUBE TRACHEOSTOMY SIZE 3.0 L32MM OD4.7MM ID3MM WHITE SILICONE CUFFLESS STRAIGHT FLANGE HYDROPHOBIC HYPOALLERGENIC WIRE REINFORCED REPROCESSIBLE FLEXIBLE IMPROVED FIT INTEGRATED 15MM CONNECTOR MR CONDITIONAL TRACH TIE IMPROVED WEANING CE MARKED STERILE NEONATAL LATEX FREE PORTEX BIVONA | Silicone | EA | 1 | 48.69 | 51.12 | 53.28 | 55.49 | 57.35 | 19 | 8462.63 | 159 | Alternative | 98% | Tracoe | 36130 | TUBE TRACHEOSTOMY SIZE 3.0 L32MM OD4.9MM ID3MM WHITE SILICONE DEHP FREE CUFFLESS KINK RESISTANT EXTENDED LENGTH THERMALLY STABLE NECK STRAP RING OBTURATOR MR CONDITIONAL RADIOPAQUE VERY SOFT TUBE TIP STERILE NEONATAL LATEX FREE TRACOE Silcosoft | EA | 1 | 128.5 | 128.5 | 129 | 133 | 133 | 3 | 6701 | 52 | X | X | X | X | X | X | X | X | X | X | X | X | X | X | X | X |  | Silicone
| Tubes Tracheostomy/Laryngectomy | ICU Medical Inc | 60SN035 | TUBE TRACHEOSTOMY SIZE 3.5 L34MM OD5.3MM ID3.5MM WHITE SILICONE CUFFLESS STRAIGHT FLANGE HYDROPHOBIC HYPOALLERGENIC WIRE REINFORCED REPROCESSIBLE FLEXIBLE IMPROVED FIT INTEGRATED 15MM CONNECTOR MR CONDITIONAL TRACH TIE IMPROVED WEANING CE MARKED STERILE NEONATAL LATEX FREE PORTEX BIVONA | Silicone | EA | 1 | 51.12 | 51.12 | 51.88 | 55.49 | 59.48 | 16 | 11607.37 | 212 | Alternative | 98% | Tracoe | 36135 | TUBE TRACHEOSTOMY SIZE 3.5 L34MM OD5.4MM ID3.5MM WHITE SILICONE DEHP FREE CUFFLESS KINK RESISTANT EXTENDED LENGTH THERMALLY STABLE NECK STRAP RING OBTURATOR MR CONDITIONAL RADIOPAQUE VERY SOFT TUBE TIP STERILE NEONATAL LATEX FREE TRACOE Silcosoft | EA | 1 | 127.25 | 127.25 | 128.5 | 129 | 133 | 4 | 6946 | 54 | X | X | X | X | X | X | X | X | X | X | X | X | X | X | X | X |  | Silicone
| Tubes Tracheostomy/Laryngectomy | ICU Medical Inc | 60SN040 | TUBE TRACHEOSTOMY SIZE 4.0 L36MM OD6MM ID4MM WHITE SILICONE CUFFLESS STRAIGHT FLANGE HYDROPHOBIC HYPOALLERGENIC WIRE REINFORCED REPROCESSIBLE FLEXIBLE IMPROVED FIT INTEGRATED 15MM CONNECTOR MR CONDITIONAL TRACH TIE IMPROVED WEANING CE MARKED STERILE NEONATAL LATEX FREE PORTEX BIVONA | Silicone | EA | 1 | 51.12 | 51.13 | 54.06 | 57.35 | 59.48 | 11 | 5220.84 | 95 | Alternative | 98% | Tracoe | 36140 | TUBE TRACHEOSTOMY SIZE 4.0 L36MM OD6MM ID4MM WHITE SILICONE DEHP FREE CUFFLESS KINK RESISTANT EXTENDED LENGTH THERMALLY STABLE NECK STRAP RING OBTURATOR MR CONDITIONAL RADIOPAQUE VERY SOFT TUBE TIP STERILE NEONATAL LATEX FREE TRACOE Silcosoft | EA | 1 | 129 | 129 | 129 | 133 | 133 | 2 | 528 | 4 | X | X | X | X | X | X | X | X | X | X | X | X | X | X | X | X |  | Silicone
| Tubes Tracheostomy/Laryngectomy | ICU Medical Inc | 60N025 | TUBE TRACHEOSTOMY SIZE 2.5 L30MM OD4MM ID2.5MM WHITE SILICONE CUFFLESS HYDROPHOBIC HYPOALLERGENIC WIRE REINFORCED REPROCESSIBLE FLEXIBLE IMPROVED FIT INTEGRATED 15MM CONNECTOR MR CONDITIONAL TRACH TIE IMPROVED WEANING CE MARKED STERILE NEONATAL LATEX FREE PORTEX BIVONA | Silicone | EA | 1 | 48.91 | 51.13 | 52.26 | 55.49 | 72.06 | 31 | 13707.72 | 259 | Alternative | 97% | Medtronic Minimally Invasive | 25NEF | TUBE TRACHEOSTOMY SIZE 2.5 L30MM OD4.2MM ID2.5MM WHITE POLYVINYLCHLORIDE DEHP FREE CUFFLESS INTEGRATED CONNECTOR TRANSPARENT FLANGE TAPE TIE RECESS PROMOTE AIRFLOW FLEXIBLE MR CONDITIONAL NEONATAL LATEX FREE DISPOSABLE SHILEY | EA | 1 | 31.35 | 31.85 | 45.5 | 45.95 | 50 | 7 | 1496.75 | 43 | X | X | X | X | X | X | X | X | X | X | X | X |  | X | X | X | X | PVC
| Tubes Tracheostomy/Laryngectomy | ICU Medical Inc | 60N030 | TUBE TRACHEOSTOMY SIZE 3.0 L32MM OD4.7MM ID3MM WHITE SILICONE CUFFLESS HYDROPHOBIC HYPOALLERGENIC WIRE REINFORCED REPROCESSIBLE FLEXIBLE IMPROVED FIT INTEGRATED 15MM CONNECTOR MR CONDITIONAL TRACH TIE IMPROVED WEANING CE MARKED STERILE NEONATAL LATEX FREE PORTEX BIVONA | Silicone | EA | 1 | 48.69 | 51.49 | 54.06 | 55.49 | 62.44 | 34 | 15593.97 | 295 | Alternative | 95% | Tracoe | 36130 | TUBE TRACHEOSTOMY SIZE 3.0 L32MM OD4.9MM ID3MM WHITE SILICONE DEHP FREE CUFFLESS KINK RESISTANT EXTENDED LENGTH THERMALLY STABLE NECK STRAP RING OBTURATOR MR CONDITIONAL RADIOPAQUE VERY SOFT TUBE TIP STERILE NEONATAL LATEX FREE TRACOE Silcosoft | EA | 1 | 128.5 | 128.5 | 129 | 133 | 133 | 3 | 6701 | 52 | X | X | X | X | X | X | X | X | X | X | X | X | X |  | X | X |  | Silicone
| Tubes Tracheostomy/Laryngectomy | ICU Medical Inc | 60N035 | TUBE TRACHEOSTOMY SIZE 3.5 L34MM OD5.3MM ID3.5MM WHITE SILICONE CUFFLESS HYDROPHOBIC HYPOALLERGENIC WIRE REINFORCED REPROCESSIBLE FLEXIBLE IMPROVED FIT INTEGRATED 15MM CONNECTOR MR CONDITIONAL TRACH TIE IMPROVED WEANING CE MARKED STERILE NEONATAL LATEX FREE PORTEX BIVONA | Silicone | EA | 1 | 48.69 | 51.13 | 52.71 | 54.07 | 60.24 | 34 | 18677.8 | 359 | Alternative | 95% | Tracoe | 36135 | TUBE TRACHEOSTOMY SIZE 3.5 L34MM OD5.4MM ID3.5MM WHITE SILICONE DEHP FREE CUFFLESS KINK RESISTANT EXTENDED LENGTH THERMALLY STABLE NECK STRAP RING OBTURATOR MR CONDITIONAL RADIOPAQUE VERY SOFT TUBE TIP STERILE NEONATAL LATEX FREE TRACOE Silcosoft | EA | 1 | 127.25 | 127.25 | 128.5 | 129 | 133 | 4 | 6946 | 54 | X | X | X | X | X | X | X | X | X | X | X | X | X |  | X | X |  | Silicone
| Tubes Tracheostomy/Laryngectomy | ICU Medical Inc | 60N040 | TUBE TRACHEOSTOMY SIZE 4.0 L36MM OD6MM ID4MM WHITE SILICONE CUFFLESS HYDROPHOBIC HYPOALLERGENIC WIRE REINFORCED REPROCESSIBLE FLEXIBLE IMPROVED FIT INTEGRATED 15MM CONNECTOR MR CONDITIONAL TRACH TIE IMPROVED WEANING CE MARKED STERILE NEONATAL LATEX FREE PORTEX BIVONA | Silicone | BX | 1 | 54.06 | 54.06 | 54.06 | 54.06 | 54.06 | 1 | 324.36 | 6 | Alternative | 95% | Tracoe | 36140 | TUBE TRACHEOSTOMY SIZE 4.0 L36MM OD6MM ID4MM WHITE SILICONE DEHP FREE CUFFLESS KINK RESISTANT EXTENDED LENGTH THERMALLY STABLE NECK STRAP RING OBTURATOR MR CONDITIONAL RADIOPAQUE VERY SOFT TUBE TIP STERILE NEONATAL LATEX FREE TRACOE Silcosoft | EA | 1 | 129 | 129 | 129 | 133 | 133 | 2 | 528 | 4 | X | X | X | X | X | X | X | X | X | X | X | X | X |  | X | X |  | Silicone
| Tubes Tracheostomy/Laryngectomy | ICU Medical Inc | 60N040 | TUBE TRACHEOSTOMY SIZE 4.0 L36MM OD6MM ID4MM WHITE SILICONE CUFFLESS HYDROPHOBIC HYPOALLERGENIC WIRE REINFORCED REPROCESSIBLE FLEXIBLE IMPROVED FIT INTEGRATED 15MM CONNECTOR MR CONDITIONAL TRACH TIE IMPROVED WEANING CE MARKED STERILE NEONATAL LATEX FREE PORTEX BIVONA | Silicone | EA | 1 | 48.69 | 49.15 | 51.49 | 54.07 | 58.07 | 19 | 7372.92 | 139 | Alternative | 95% | Tracoe | 36140 | TUBE TRACHEOSTOMY SIZE 4.0 L36MM OD6MM ID4MM WHITE SILICONE DEHP FREE CUFFLESS KINK RESISTANT EXTENDED LENGTH THERMALLY STABLE NECK STRAP RING OBTURATOR MR CONDITIONAL RADIOPAQUE VERY SOFT TUBE TIP STERILE NEONATAL LATEX FREE TRACOE Silcosoft | EA | 1 | 129 | 129 | 129 | 133 | 133 | 2 | 528 | 4 | X | X | X | X | X | X | X | X | X | X | X | X | X |  | X | X |  | Silicone
| Tubes Tracheostomy/Laryngectomy | ICU Medical Inc | 60PFPS40 | TUBE TRACHEOSTOMY SIZE 4.0 L44MM OD6MM ID4MM WHITE SILICONE CUFFLESS EXTENDED LENGTH STRAIGHT FLANGE KINK RESISTANT FLEXIBLE MR CONDITIONAL CE MARKED STERILE PEDIATRIC LATEX FREE PORTEX BIVONA FLEXTEND | Silicone | EA | 1 | 104.05 | 135.79 | 143.59 | 147.31 | 157.98 | 17 | 15011.38 | 106 | No match
| Tubes Tracheostomy/Laryngectomy | ICU Medical Inc | 60PFPS45 | TUBE TRACHEOSTOMY SIZE 4.5 L48MM OD6.7MM ID4.5MM WHITE SILICONE CUFFLESS EXTENDED LENGTH STRAIGHT FLANGE KINK RESISTANT FLEXIBLE MR CONDITIONAL CE MARKED STERILE PEDIATRIC LATEX FREE PORTEX BIVONA FLEXTEND | Silicone | EA | 1 | 135.78 | 135.79 | 141.41 | 143.59 | 150.4 | 10 | 11495.29 | 82 | No match
| Tubes Tracheostomy/Laryngectomy | ICU Medical Inc | 60PFPS50 | TUBE TRACHEOSTOMY SIZE 5.0 L50MM OD7.3MM ID5MM WHITE SILICONE CUFFLESS EXTENDED LENGTH STRAIGHT FLANGE KINK RESISTANT FLEXIBLE MR CONDITIONAL CE MARKED STERILE PEDIATRIC LATEX FREE PORTEX BIVONA FLEXTEND | Silicone | EA | 1 | 135.78 | 135.78 | 139.99 | 143.59 | 150.4 | 5 | 4401.84 | 31 | No match
| Tubes Tracheostomy/Laryngectomy | ICU Medical Inc | 60PFPS55 | TUBE TRACHEOSTOMY SIZE 5.5 L52MM OD8MM ID5.5MM WHITE SILICONE CUFFLESS EXTENDED LENGTH STRAIGHT FLANGE KINK RESISTANT FLEXIBLE MR CONDITIONAL CE MARKED STERILE PEDIATRIC LATEX FREE PORTEX BIVONA FLEXTEND | Silicone | EA | 1 | 135.78 | 135.79 | 139.99 | 143.59 | 153.45 | 5 | 3046.88 | 21 | No match
| Tubes Tracheostomy/Laryngectomy | ICU Medical Inc | 60PFPS60 | TUBE TRACHEOSTOMY SIZE 6.0 L56MM OD8.7MM ID6MM WHITE SILICONE CUFFLESS EXTENDED LENGTH STRAIGHT FLANGE KINK RESISTANT FLEXIBLE MR CONDITIONAL CE MARKED STERILE PEDIATRIC LATEX FREE PORTEX BIVONA FLEXTEND | Silicone | EA | 1 | 135.78 | 137.78 | 150.4 | 150.4 | 157.98 | 5 | 3718.72 | 25 | No match
| Tubes Tracheostomy/Laryngectomy | ICU Medical Inc | 60PFP40 | TUBE TRACHEOSTOMY SIZE 4.0 L44MM OD6MM ID4MM WHITE SILICONE CUFFLESS EXTENDED LENGTH V FLANGE KINK RESISTANT FLEXIBLE MR CONDITIONAL CE MARKED STERILE PEDIATRIC LATEX FREE PORTEX BIVONA FLEXTEND | Silicone | EA | 1 | 140.37 | 140.37 | 147.69 | 149.29 | 195.3 | 4 | 5667.21 | 34 | No match
| Tubes Tracheostomy/Laryngectomy | ICU Medical Inc | 60PFP45 | TUBE TRACHEOSTOMY SIZE 4.5 L48MM OD6.7MM ID4.5MM WHITE SILICONE CUFFLESS EXTENDED LENGTH V FLANGE KINK RESISTANT FLEXIBLE MR CONDITIONAL CE MARKED STERILE PEDIATRIC LATEX FREE PORTEX BIVONA FLEXTEND | Silicone | EA | 1 | 140.37 | 140.37 | 147.69 | 153.38 | 153.38 | 3 | 3105.55 | 21 | No match
| Tubes Tracheostomy/Laryngectomy | ICU Medical Inc | 60PFP50 | TUBE TRACHEOSTOMY SIZE 5.0 L50MM OD7.3MM ID5MM WHITE SILICONE CUFFLESS EXTENDED LENGTH V FLANGE KINK RESISTANT FLEXIBLE MR CONDITIONAL CE MARKED STERILE PEDIATRIC LATEX FREE PORTEX BIVONA FLEXTEND | Silicone | EA | 1 | 132.74 | 140.37 | 140.37 | 151.92 | 163.19 | 9 | 7898.38 | 54 | No match
| Tubes Tracheostomy/Laryngectomy | ICU Medical Inc | 60PFP55 | TUBE TRACHEOSTOMY SIZE 5.5 L52MM OD8MM ID5.5MM WHITE SILICONE CUFFLESS EXTENDED LENGTH V FLANGE KINK RESISTANT FLEXIBLE MR CONDITIONAL CE MARKED STERILE PEDIATRIC LATEX FREE PORTEX BIVONA FLEXTEND | Silicone | EA | 1 | 132.74 | 132.74 | 140.37 | 159.06 | 159.06 | 3 | 1758.43 | 12 | No match
| Tubes Tracheostomy/Laryngectomy | ICU Medical Inc | 60PFP60 | TUBE TRACHEOSTOMY SIZE 6.0 L56MM OD8.7MM ID6MM WHITE SILICONE CUFFLESS EXTENDED LENGTH V FLANGE KINK RESISTANT FLEXIBLE MR CONDITIONAL CE MARKED STERILE PEDIATRIC LATEX FREE PORTEX BIVONA FLEXTEND | Silicone | EA | 1 | 140.37 | 140.37 | 140.37 | 152.25 | 152.25 | 2 | 1182.35 | 8 | No match
| Tubes Tracheostomy/Laryngectomy | ICU Medical Inc | 60PFSS25 | TUBE TRACHEOSTOMY SIZE 2.5 L38MM OD4MM ID2.5MM WHITE SILICONE CUFFLESS EXTENDED LENGTH STRAIGHT FLANGE KINK RESISTANT FLEXIBLE MR CONDITIONAL CE MARKED STERILE PEDIATRIC LATEX FREE PORTEX BIVONA FLEXTEND | Silicone | EA | 1 | 77.27 | 77.27 | 77.27 | 81.79 | 88.98 | 12 | 4222.89 | 53 | No match
| Tubes Tracheostomy/Laryngectomy | ICU Medical Inc | 60PFSS30 | TUBE TRACHEOSTOMY SIZE 3.0 L39MM OD4.7MM ID3MM WHITE SILICONE CUFFLESS EXTENDED LENGTH STRAIGHT FLANGE KINK RESISTANT FLEXIBLE MR CONDITIONAL CE MARKED STERILE PEDIATRIC LATEX FREE PORTEX BIVONA FLEXTEND | Silicone | EA | 1 | 73.59 | 77.27 | 80.04 | 81.8 | 87.59 | 33 | 50075.64 | 642 | No match
| Tubes Tracheostomy/Laryngectomy | ICU Medical Inc | 60PFSS35 | TUBE TRACHEOSTOMY SIZE 3.5 L40MM OD5.3MM ID3.5MM WHITE SILICONE CUFFLESS EXTENDED LENGTH STRAIGHT FLANGE KINK RESISTANT FLEXIBLE MR CONDITIONAL CE MARKED STERILE PEDIATRIC LATEX FREE PORTEX BIVONA FLEXTEND | Silicone | BX | 1 | 81.8 | 81.8 | 81.8 | 81.8 | 81.8 | 1 | 1128.35 | 14 | No match
| Tubes Tracheostomy/Laryngectomy | ICU Medical Inc | 60PFSS35 | TUBE TRACHEOSTOMY SIZE 3.5 L40MM OD5.3MM ID3.5MM WHITE SILICONE CUFFLESS EXTENDED LENGTH STRAIGHT FLANGE KINK RESISTANT FLEXIBLE MR CONDITIONAL CE MARKED STERILE PEDIATRIC LATEX FREE PORTEX BIVONA FLEXTEND | Silicone | EA | 1 | 73.59 | 77.27 | 80.04 | 81.8 | 106.58 | 51 | 102896.58 | 1322 | No match
| Tubes Tracheostomy/Laryngectomy | ICU Medical Inc | 60PFSS40 | TUBE TRACHEOSTOMY SIZE 4.0 L41MM OD6MM ID4MM WHITE SILICONE CUFFLESS EXTENDED LENGTH STRAIGHT FLANGE KINK RESISTANT FLEXIBLE MR CONDITIONAL CE MARKED STERILE PEDIATRIC LATEX FREE PORTEX BIVONA FLEXTEND | Silicone | EA | 1 | 73.59 | 77.27 | 79.65 | 81.79 | 87.59 | 47 | 112831.16 | 1464 | No match
| Tubes Tracheostomy/Laryngectomy | ICU Medical Inc | 60PFSS45 | TUBE TRACHEOSTOMY SIZE 4.5 L42MM OD6.7MM ID4.5MM WHITE SILICONE CUFFLESS EXTENDED LENGTH STRAIGHT FLANGE KINK RESISTANT FLEXIBLE MR CONDITIONAL CE MARKED STERILE PEDIATRIC LATEX FREE PORTEX BIVONA FLEXTEND | Silicone | EA | 1 | 73.59 | 77.27 | 79.65 | 83.21 | 88.98 | 33 | 44997.31 | 578 | No match
| Tubes Tracheostomy/Laryngectomy | ICU Medical Inc | 60PFSS50 | TUBE TRACHEOSTOMY SIZE 5.0 L44MM OD7.3MM ID5MM WHITE SILICONE CUFFLESS EXTENDED LENGTH STRAIGHT FLANGE KINK RESISTANT FLEXIBLE MR CONDITIONAL CE MARKED STERILE PEDIATRIC LATEX FREE PORTEX BIVONA FLEXTEND | Silicone | EA | 1 | 73.59 | 77.27 | 80.52 | 83.21 | 88.98 | 27 | 22281.46 | 281 | No match
| Tubes Tracheostomy/Laryngectomy | ICU Medical Inc | 60PFSS55 | TUBE TRACHEOSTOMY SIZE 5.5 L46MM OD8MM ID5.5MM WHITE SILICONE CUFFLESS EXTENDED LENGTH STRAIGHT FLANGE KINK RESISTANT FLEXIBLE MR CONDITIONAL CE MARKED STERILE PEDIATRIC LATEX FREE PORTEX BIVONA FLEXTEND | Silicone | EA | 1 | 73.59 | 77.27 | 78.48 | 83.21 | 86.39 | 19 | 15116.5 | 193 | No match
| Tubes Tracheostomy/Laryngectomy | ICU Medical Inc | 60PFS25 | TUBE TRACHEOSTOMY SIZE 2.5 L38MM OD4MM ID2.5MM WHITE SILICONE CUFFLESS EXTENDED LENGTH V FLANGE KINK RESISTANT FLEXIBLE MR CONDITIONAL CE MARKED STERILE PEDIATRIC LATEX FREE PORTEX BIVONA FLEXTEND | Silicone | EA | 1 | 73.76 | 73.76 | 74.29 | 80.06 | 82.74 | 8 | 4405.14 | 58 | No match
| Tubes Tracheostomy/Laryngectomy | ICU Medical Inc | 60PFS30 | TUBE TRACHEOSTOMY SIZE 3.0 L39MM OD4.7MM ID3MM WHITE SILICONE CUFFLESS EXTENDED LENGTH V FLANGE KINK RESISTANT FLEXIBLE MR CONDITIONAL CE MARKED STERILE PEDIATRIC LATEX FREE PORTEX BIVONA FLEXTEND | Silicone | EA | 1 | 72.42 | 73.76 | 78 | 83.68 | 101.52 | 19 | 19609.9 | 247 | No match
| Tubes Tracheostomy/Laryngectomy | ICU Medical Inc | 60PFS35 | TUBE TRACHEOSTOMY SIZE 3.5 L40MM OD5.3MM ID3.5MM WHITE SILICONE CUFFLESS EXTENDED LENGTH V FLANGE KINK RESISTANT FLEXIBLE MR CONDITIONAL CE MARKED STERILE PEDIATRIC LATEX FREE PORTEX BIVONA FLEXTEND | Silicone | BX | 1 | 87.5 | 87.5 | 87.5 | 87.5 | 87.5 | 1 | 3062.5 | 35 | No match
| Tubes Tracheostomy/Laryngectomy | ICU Medical Inc | 60PFS35 | TUBE TRACHEOSTOMY SIZE 3.5 L40MM OD5.3MM ID3.5MM WHITE SILICONE CUFFLESS EXTENDED LENGTH V FLANGE KINK RESISTANT FLEXIBLE MR CONDITIONAL CE MARKED STERILE PEDIATRIC LATEX FREE PORTEX BIVONA FLEXTEND | Silicone | EA | 1 | 70.25 | 73.76 | 76.44 | 81.73 | 100.53 | 28 | 50652.99 | 645 | No match
| Tubes Tracheostomy/Laryngectomy | ICU Medical Inc | 60PFS40 | TUBE TRACHEOSTOMY SIZE 4.0 L41MM OD6MM ID4MM WHITE SILICONE CUFFLESS EXTENDED LENGTH V FLANGE KINK RESISTANT FLEXIBLE MR CONDITIONAL CE MARKED STERILE PEDIATRIC LATEX FREE PORTEX BIVONA FLEXTEND | Silicone | BX | 1 | 86.49 | 86.49 | 86.49 | 87.5 | 87.5 | 2 | 4955.3 | 57 | No match
| Tubes Tracheostomy/Laryngectomy | ICU Medical Inc | 60PFS40 | TUBE TRACHEOSTOMY SIZE 4.0 L41MM OD6MM ID4MM WHITE SILICONE CUFFLESS EXTENDED LENGTH V FLANGE KINK RESISTANT FLEXIBLE MR CONDITIONAL CE MARKED STERILE PEDIATRIC LATEX FREE PORTEX BIVONA FLEXTEND | Silicone | EA | 1 | 70.25 | 73.76 | 76.04 | 80.06 | 109.23 | 25 | 39113 | 498 | No match
| Tubes Tracheostomy/Laryngectomy | ICU Medical Inc | 60PFS45 | TUBE TRACHEOSTOMY SIZE 4.5 L42MM OD6.7MM ID4.5MM WHITE SILICONE CUFFLESS EXTENDED LENGTH V FLANGE KINK RESISTANT FLEXIBLE MR CONDITIONAL CE MARKED STERILE PEDIATRIC LATEX FREE PORTEX BIVONA FLEXTEND | Silicone | BX | 1 | 87.5 | 87.5 | 87.5 | 87.5 | 87.5 | 1 | 2537.5 | 29 | No match
| Tubes Tracheostomy/Laryngectomy | ICU Medical Inc | 60PFS45 | TUBE TRACHEOSTOMY SIZE 4.5 L42MM OD6.7MM ID4.5MM WHITE SILICONE CUFFLESS EXTENDED LENGTH V FLANGE KINK RESISTANT FLEXIBLE MR CONDITIONAL CE MARKED STERILE PEDIATRIC LATEX FREE PORTEX BIVONA FLEXTEND | Silicone | EA | 1 | 70.25 | 74.29 | 80.06 | 84.18 | 101.46 | 21 | 17875.81 | 225 | No match
| Tubes Tracheostomy/Laryngectomy | ICU Medical Inc | 60PFS50 | TUBE TRACHEOSTOMY SIZE 5.0 L44MM OD7.3MM ID5MM WHITE SILICONE CUFFLESS EXTENDED LENGTH V FLANGE KINK RESISTANT FLEXIBLE MR CONDITIONAL CE MARKED STERILE PEDIATRIC LATEX FREE PORTEX BIVONA FLEXTEND | Silicone | BX | 1 | 87.5 | 87.5 | 87.5 | 87.5 | 87.5 | 1 | 2012.5 | 23 | No match
| Tubes Tracheostomy/Laryngectomy | ICU Medical Inc | 60PFS50 | TUBE TRACHEOSTOMY SIZE 5.0 L44MM OD7.3MM ID5MM WHITE SILICONE CUFFLESS EXTENDED LENGTH V FLANGE KINK RESISTANT FLEXIBLE MR CONDITIONAL CE MARKED STERILE PEDIATRIC LATEX FREE PORTEX BIVONA FLEXTEND | Silicone | EA | 1 | 73.76 | 74.85 | 79.29 | 84.18 | 100.53 | 19 | 13146.47 | 162 | No match
| Tubes Tracheostomy/Laryngectomy | ICU Medical Inc | 60PFS55 | TUBE TRACHEOSTOMY SIZE 5.5 L46MM OD8MM ID5.5MM WHITE SILICONE CUFFLESS EXTENDED LENGTH V FLANGE KINK RESISTANT FLEXIBLE MR CONDITIONAL CE MARKED STERILE PEDIATRIC LATEX FREE PORTEX BIVONA FLEXTEND | Silicone | BX | 1 | 87.99 | 87.99 | 87.99 | 87.99 | 87.99 | 1 | 2727.69 | 31 | No match
| Tubes Tracheostomy/Laryngectomy | ICU Medical Inc | 60PFS55 | TUBE TRACHEOSTOMY SIZE 5.5 L46MM OD8MM ID5.5MM WHITE SILICONE CUFFLESS EXTENDED LENGTH V FLANGE KINK RESISTANT FLEXIBLE MR CONDITIONAL CE MARKED STERILE PEDIATRIC LATEX FREE PORTEX BIVONA FLEXTEND | Silicone | EA | 1 | 74.29 | 78 | 80.22 | 83.68 | 85.82 | 6 | 3489.81 | 42 | No match
| Tubes Tracheostomy/Laryngectomy | ICU Medical Inc | 60SP025 | TUBE TRACHEOSTOMY SIZE 2.5 L38MM OD4MM ID2.5MM WHITE SILICONE CUFFLESS STRAIGHT FLANGE HYDROPHOBIC HYPOALLERGENIC WIRE REINFORCED REPROCESSIBLE FLEXIBLE IMPROVED FIT INTEGRATED 15MM CONNECTOR MR CONDITIONAL TRACH TIE IMPROVED WEANING CE MARKED STERILE PEDIATRIC LATEX FREE PORTEX BIVONA | Silicone | EA | 1 | 48.91 | 51.13 | 52.01 | 54.07 | 57.35 | 11 | 7935.92 | 153 | Alternative | 94% | Medtronic Minimally Invasive | 25PEF | TUBE TRACHEOSTOMY SIZE 2.5 L39MM OD4.2MM ID2.5MM WHITE POLYVINYLCHLORIDE DEHP FREE CUFFLESS INTEGRATED CONNECTOR TRANSPARENT FLANGE TAPE TIE RECESS PROMOTE AIRFLOW FLEXIBLE MR CONDITIONAL PEDIATRIC LATEX FREE DISPOSABLE SHILEY | EA | 1 | 39.91 | 44.8 | 45.5 | 46.43 | 46.43 | 7 | 1353.07 | 30 | X | X | X | X | X | X | X | X | X | X | X | X |  |  | X | X | X | PVC
| Tubes Tracheostomy/Laryngectomy | ICU Medical Inc | 60SP030 | TUBE TRACHEOSTOMY SIZE 3.0 L39MM OD4.7MM ID3MM WHITE SILICONE CUFFLESS STRAIGHT FLANGE HYDROPHOBIC HYPOALLERGENIC WIRE REINFORCED REPROCESSIBLE FLEXIBLE IMPROVED FIT INTEGRATED 15MM CONNECTOR MR CONDITIONAL TRACH TIE IMPROVED WEANING CE MARKED STERILE PEDIATRIC LATEX FREE PORTEX BIVONA | Silicone | EA | 1 | 48.69 | 51.49 | 52.71 | 55.49 | 59.48 | 17 | 15673.4 | 299 | Alternative | 98% | Tracoe | 37030 | TUBE TRACHEOSTOMY SIZE 3.0 L39MM OD4.9MM ID3MM WHITE SILICONE DEHP FREE CUFFLESS KINK RESISTANT THERMALLY STABLE NECK STRAP RING OBTURATOR MR CONDITIONAL RADIOPAQUE VERY SOFT TUBE TIP STERILE PEDIATRIC LATEX FREE TRACOE Silcosoft | EA | 1 | 63 | 63 | 63 | 63 | 63 | 2 | 1260 | 20 | X | X | X | X | X | X | X | X | X | X | X | X | X | X | X | X |  | Silicone
| Tubes Tracheostomy/Laryngectomy | ICU Medical Inc | 60SP035 | TUBE TRACHEOSTOMY SIZE 3.5 L40MM OD5.3MM ID3.5MM WHITE SILICONE CUFFLESS STRAIGHT FLANGE HYDROPHOBIC HYPOALLERGENIC WIRE REINFORCED REPROCESSIBLE FLEXIBLE IMPROVED FIT INTEGRATED 15MM CONNECTOR MR CONDITIONAL TRACH TIE IMPROVED WEANING CE MARKED STERILE PEDIATRIC LATEX FREE PORTEX BIVONA | Silicone | EA | 1 | 48.69 | 51.49 | 53.28 | 55.49 | 59.48 | 21 | 22658.27 | 437 | Alternative | 98% | Tracoe | 37035 | TUBE TRACHEOSTOMY SIZE 3.5 L40MM OD5.4MM ID3.5MM WHITE SILICONE DEHP FREE CUFFLESS KINK RESISTANT THERMALLY STABLE NECK STRAP RING OBTURATOR MR CONDITIONAL RADIOPAQUE VERY SOFT TUBE TIP STERILE PEDIATRIC LATEX FREE TRACOE Silcosoft | EA | 1 | 63 | 63 | 63 | 68 | 68 | 3 | 3185 | 50 | X | X | X | X | X | X | X | X | X | X | X | X | X | X | X | X |  | Silicone
| Tubes Tracheostomy/Laryngectomy | ICU Medical Inc | 60SP040 | TUBE TRACHEOSTOMY SIZE 4.0 L41MM OD6MM ID4MM WHITE SILICONE CUFFLESS STRAIGHT FLANGE HYDROPHOBIC HYPOALLERGENIC WIRE REINFORCED REPROCESSIBLE FLEXIBLE IMPROVED FIT INTEGRATED 15MM CONNECTOR MR CONDITIONAL TRACH TIE IMPROVED WEANING CE MARKED STERILE PEDIATRIC LATEX FREE PORTEX BIVONA | Silicone | EA | 1 | 48.69 | 51.49 | 52.71 | 57.35 | 61.27 | 18 | 16193.93 | 309 | Alternative | 98% | Tracoe | 37040 | TUBE TRACHEOSTOMY SIZE 4.0 L41MM OD6MM ID4MM WHITE SILICONE DEHP FREE CUFFLESS KINK RESISTANT THERMALLY STABLE NECK STRAP RING OBTURATOR MR CONDITIONAL RADIOPAQUE VERY SOFT TUBE TIP STERILE PEDIATRIC LATEX FREE TRACOE Silcosoft | EA | 1 | 63 | 63 | 63 | 68 | 68 | 4 | 3661 | 57 | X | X | X | X | X | X | X | X | X | X | X | X | X | X | X | X |  | Silicone
| Tubes Tracheostomy/Laryngectomy | ICU Medical Inc | 60SP045 | TUBE TRACHEOSTOMY SIZE 4.5 L42MM OD6.7MM ID4.5MM WHITE SILICONE CUFFLESS STRAIGHT FLANGE HYDROPHOBIC HYPOALLERGENIC WIRE REINFORCED REPROCESSIBLE FLEXIBLE IMPROVED FIT INTEGRATED 15MM CONNECTOR MR CONDITIONAL TRACH TIE IMPROVED WEANING CE MARKED STERILE PEDIATRIC LATEX FREE PORTEX BIVONA | Silicone | EA | 1 | 48.69 | 51.12 | 52.71 | 57.35 | 60.57 | 22 | 17902.83 | 342 | Alternative | 98% | Tracoe | 37145 | TUBE TRACHEOSTOMY SIZE 4.5 L42MM OD6.6MM ID4.5MM WHITE SILICONE DEHP FREE CUFFLESS KINK RESISTANT EXTENDED LENGTH THERMALLY STABLE NECK STRAP RING OBTURATOR MR CONDITIONAL RADIOPAQUE VERY SOFT TUBE TIP STERILE PEDIATRIC LATEX FREE TRACOE Silcosoft | EA | 1 | 68 | 68 | 91 | 91 | 91 | 3 | 4503 | 51 | X | X | X | X | X | X | X | X | X | X | X | X | X | X | X | X |  | Silicone
| Tubes Tracheostomy/Laryngectomy | ICU Medical Inc | 60SP050 | TUBE TRACHEOSTOMY SIZE 5.0 L44MM OD7.3MM ID5MM WHITE SILICONE CUFFLESS STRAIGHT FLANGE HYDROPHOBIC HYPOALLERGENIC WIRE REINFORCED REPROCESSIBLE FLEXIBLE IMPROVED FIT INTEGRATED 15MM CONNECTOR MR CONDITIONAL TRACH TIE IMPROVED WEANING CE MARKED STERILE PEDIATRIC LATEX FREE PORTEX BIVONA | Silicone | BX | 1 | 53.28 | 53.28 | 53.28 | 53.28 | 53.28 | 2 | 266.4 | 5 | Alternative | 98% | Tracoe | 37050 | TUBE TRACHEOSTOMY SIZE 5.0 L44MM OD7.3MM ID5MM WHITE SILICONE DEHP FREE CUFFLESS KINK RESISTANT THERMALLY STABLE NECK STRAP RING OBTURATOR MR CONDITIONAL RADIOPAQUE VERY SOFT TUBE TIP STERILE PEDIATRIC LATEX FREE TRACOE Silcosoft | EA | 1 | 63 | 63 | 63 | 68 | 68 | 2 | 1373 | 21 | X | X | X | X | X | X | X | X | X | X | X | X | X | X | X | X |  | Silicone
| Tubes Tracheostomy/Laryngectomy | ICU Medical Inc | 60SP050 | TUBE TRACHEOSTOMY SIZE 5.0 L44MM OD7.3MM ID5MM WHITE SILICONE CUFFLESS STRAIGHT FLANGE HYDROPHOBIC HYPOALLERGENIC WIRE REINFORCED REPROCESSIBLE FLEXIBLE IMPROVED FIT INTEGRATED 15MM CONNECTOR MR CONDITIONAL TRACH TIE IMPROVED WEANING CE MARKED STERILE PEDIATRIC LATEX FREE PORTEX BIVONA | Silicone | EA | 1 | 48.69 | 48.69 | 57.35 | 70.28 | 70.28 | 22 | 2689.67 | 50 | Alternative | 98% | Tracoe | 37050 | TUBE TRACHEOSTOMY SIZE 5.0 L44MM OD7.3MM ID5MM WHITE SILICONE DEHP FREE CUFFLESS KINK RESISTANT THERMALLY STABLE NECK STRAP RING OBTURATOR MR CONDITIONAL RADIOPAQUE VERY SOFT TUBE TIP STERILE PEDIATRIC LATEX FREE TRACOE Silcosoft | EA | 1 | 63 | 63 | 63 | 68 | 68 | 2 | 1373 | 21 | X | X | X | X | X | X | X | X | X | X | X | X | X | X | X | X |  | Silicone
| Tubes Tracheostomy/Laryngectomy | ICU Medical Inc | 60SP050 | TUBE TRACHEOSTOMY SIZE 5.0 L44MM OD7.3MM ID5MM WHITE SILICONE CUFFLESS STRAIGHT FLANGE HYDROPHOBIC HYPOALLERGENIC WIRE REINFORCED REPROCESSIBLE FLEXIBLE IMPROVED FIT INTEGRATED 15MM CONNECTOR MR CONDITIONAL TRACH TIE IMPROVED WEANING CE MARKED STERILE PEDIATRIC LATEX FREE PORTEX BIVONA | Silicone | EA | 1 | 48.69 | 51.49 | 52.71 | 56.38 | 59.48 | 22 | 13440.93 | 259 | Alternative | 98% | Tracoe | 37050 | TUBE TRACHEOSTOMY SIZE 5.0 L44MM OD7.3MM ID5MM WHITE SILICONE DEHP FREE CUFFLESS KINK RESISTANT THERMALLY STABLE NECK STRAP RING OBTURATOR MR CONDITIONAL RADIOPAQUE VERY SOFT TUBE TIP STERILE PEDIATRIC LATEX FREE TRACOE Silcosoft | EA | 1 | 63 | 63 | 63 | 68 | 68 | 2 | 1373 | 21 | X | X | X | X | X | X | X | X | X | X | X | X | X | X | X | X |  | Silicone
| Tubes Tracheostomy/Laryngectomy | ICU Medical Inc | 60SP055 | TUBE TRACHEOSTOMY SIZE 5.5 L46MM OD8MM ID5.5MM WHITE SILICONE CUFFLESS STRAIGHT FLANGE HYDROPHOBIC HYPOALLERGENIC WIRE REINFORCED REPROCESSIBLE FLEXIBLE IMPROVED FIT INTEGRATED 15MM CONNECTOR MR CONDITIONAL TRACH TIE IMPROVED WEANING CE MARKED STERILE PEDIATRIC LATEX FREE PORTEX BIVONA | Silicone | EA | 1 | 48.69 | 51.49 | 53.28 | 55.49 | 59.48 | 17 | 9664.32 | 183 | Alternative | 94% | Medtronic Minimally Invasive | 55PEF | TUBE TRACHEOSTOMY SIZE 5.5 L46MM OD7.9MM ID5.5MM WHITE POLYVINYLCHLORIDE DEHP FREE CUFFLESS INTEGRATED CONNECTOR TRANSPARENT FLANGE TAPE TIE RECESS PROMOTE AIRFLOW FLEXIBLE MR CONDITIONAL PEDIATRIC LATEX FREE DISPOSABLE SHILEY | EA | 1 | 39.91 | 45.5 | 46.42 | 46.75 | 54.68 | 69 | 24512.4963 | 523 | X | X | X | X | X | X | X | X | X | X | X | X |  |  | X | X | X | PVC
| Tubes Tracheostomy/Laryngectomy | ICU Medical Inc | 60P025 | TUBE TRACHEOSTOMY SIZE 2.5 L38MM OD4MM ID2.5MM WHITE SILICONE CUFFLESS HYDROPHOBIC HYPOALLERGENIC WIRE REINFORCED REPROCESSIBLE FLEXIBLE IMPROVED FIT INTEGRATED 15MM CONNECTOR MR CONDITIONAL TRACH TIE IMPROVED WEANING CE MARKED STERILE PEDIATRIC LATEX FREE PORTEX BIVONA | Silicone | EA | 1 | 48.91 | 51.12 | 51.49 | 57.35 | 61.27 | 26 | 9424.27 | 179 | Alternative | 97% | Medtronic Minimally Invasive | 25PEF | TUBE TRACHEOSTOMY SIZE 2.5 L39MM OD4.2MM ID2.5MM WHITE POLYVINYLCHLORIDE DEHP FREE CUFFLESS INTEGRATED CONNECTOR TRANSPARENT FLANGE TAPE TIE RECESS PROMOTE AIRFLOW FLEXIBLE MR CONDITIONAL PEDIATRIC LATEX FREE DISPOSABLE SHILEY | EA | 1 | 39.91 | 44.8 | 45.5 | 46.43 | 46.43 | 7 | 1353.07 | 30 | X | X | X | X | X | X | X | X | X | X | X | X |  | X | X | X | X | PVC
| Tubes Tracheostomy/Laryngectomy | ICU Medical Inc | 60P030 | TUBE TRACHEOSTOMY SIZE 3.0 L39MM OD4.7MM ID3MM WHITE SILICONE CUFFLESS HYDROPHOBIC HYPOALLERGENIC WIRE REINFORCED REPROCESSIBLE FLEXIBLE IMPROVED FIT INTEGRATED 15MM CONNECTOR MR CONDITIONAL TRACH TIE IMPROVED WEANING CE MARKED STERILE PEDIATRIC LATEX FREE PORTEX BIVONA | Silicone | EA | 1 | 48.69 | 51.49 | 53.87 | 55.49 | 72.27 | 45 | 38226.31 | 730 | Alternative | 97% | Medtronic Minimally Invasive | 30PEF | TUBE TRACHEOSTOMY SIZE 3.0 L39MM OD4.8MM ID3MM WHITE POLYVINYLCHLORIDE DEHP FREE CUFFLESS INTEGRATED CONNECTOR TRANSPARENT FLANGE TAPE TIE RECESS PROMOTE AIRFLOW FLEXIBLE MR CONDITIONAL PEDIATRIC LATEX FREE DISPOSABLE SHILEY | EA | 1 | 34.33 | 45.07 | 46.41 | 46.43 | 53.82 | 87 | 40945.4418 | 884 | X | X | X | X | X | X | X | X | X | X | X | X |  | X | X | X | X | PVC
| Tubes Tracheostomy/Laryngectomy | ICU Medical Inc | 60P035 | TUBE TRACHEOSTOMY SIZE 3.5 L40MM OD5.3MM ID3.5MM WHITE SILICONE CUFFLESS HYDROPHOBIC HYPOALLERGENIC WIRE REINFORCED REPROCESSIBLE FLEXIBLE IMPROVED FIT INTEGRATED 15MM CONNECTOR MR CONDITIONAL TRACH TIE IMPROVED WEANING CE MARKED STERILE PEDIATRIC LATEX FREE PORTEX BIVONA | Silicone | EA | 1 | 48.69 | 51.13 | 54.06 | 57.35 | 73.04 | 47 | 45386.25 | 861 | Alternative | 97% | Medtronic Minimally Invasive | 35PEF | TUBE TRACHEOSTOMY SIZE 3.5 L40MM OD5.4MM ID3.5MM WHITE POLYVINYLCHLORIDE DEHP FREE CUFFLESS INTEGRATED CONNECTOR TRANSPARENT FLANGE TAPE TIE RECESS PROMOTE AIRFLOW FLEXIBLE MR CONDITIONAL PEDIATRIC LATEX FREE DISPOSABLE SHILEY | EA | 1 | 39.91 | 45.5 | 45.96 | 46.43 | 55.2 | 101 | 60357.95 | 1307 | X | X | X | X | X | X | X | X | X | X | X | X |  | X | X | X | X | PVC
| Tubes Tracheostomy/Laryngectomy | ICU Medical Inc | 60P035 | TUBE TRACHEOSTOMY SIZE 3.5 L40MM OD5.3MM ID3.5MM WHITE SILICONE CUFFLESS HYDROPHOBIC HYPOALLERGENIC WIRE REINFORCED REPROCESSIBLE FLEXIBLE IMPROVED FIT INTEGRATED 15MM CONNECTOR MR CONDITIONAL TRACH TIE IMPROVED WEANING CE MARKED STERILE PEDIATRIC LATEX FREE PORTEX BIVONA | Silicone | EA | 1 | 3.95 | 3.95 | 3.95 | 3.95 | 3.95 | 47 | 3.95 | 1 | Alternative | 97% | Medtronic Minimally Invasive | 35PEF | TUBE TRACHEOSTOMY SIZE 3.5 L40MM OD5.4MM ID3.5MM WHITE POLYVINYLCHLORIDE DEHP FREE CUFFLESS INTEGRATED CONNECTOR TRANSPARENT FLANGE TAPE TIE RECESS PROMOTE AIRFLOW FLEXIBLE MR CONDITIONAL PEDIATRIC LATEX FREE DISPOSABLE SHILEY | EA | 1 | 39.91 | 45.5 | 45.96 | 46.43 | 55.2 | 101 | 60357.95 | 1307 | X | X | X | X | X | X | X | X | X | X | X | X |  | X | X | X | X | PVC
| Tubes Tracheostomy/Laryngectomy | ICU Medical Inc | 60P040 | TUBE TRACHEOSTOMY SIZE 4.0 L41MM OD6MM ID4MM WHITE SILICONE CUFFLESS HYDROPHOBIC HYPOALLERGENIC WIRE REINFORCED REPROCESSIBLE FLEXIBLE IMPROVED FIT INTEGRATED 15MM CONNECTOR MR CONDITIONAL TRACH TIE IMPROVED WEANING CE MARKED STERILE PEDIATRIC LATEX FREE PORTEX BIVONA | Silicone | EA | 1 | 48.69 | 51.12 | 52.71 | 55.49 | 72.22 | 52 | 49518.11 | 947 | Alternative | 97% | Medtronic Minimally Invasive | 40PEF | TUBE TRACHEOSTOMY SIZE 4.0 L41MM OD6MM ID4MM WHITE POLYVINYLCHLORIDE DEHP FREE CUFFLESS INTEGRATED CONNECTOR TRANSPARENT FLANGE TAPE TIE RECESS PROMOTE AIRFLOW FLEXIBLE MR CONDITIONAL PEDIATRIC LATEX FREE DISPOSABLE SHILEY | EA | 1 | 36.39 | 44.8 | 45.5 | 46.43 | 55.2 | 114 | 67766.96 | 1465 | X | X | X | X | X | X | X | X | X | X | X | X |  | X | X | X | X | PVC
| Tubes Tracheostomy/Laryngectomy | ICU Medical Inc | 60P045 | TUBE TRACHEOSTOMY SIZE 4.5 L42MM OD6.7MM ID4.5MM WHITE SILICONE CUFFLESS HYDROPHOBIC HYPOALLERGENIC WIRE REINFORCED REPROCESSIBLE FLEXIBLE IMPROVED FIT INTEGRATED 15MM CONNECTOR MR CONDITIONAL TRACH TIE IMPROVED WEANING CE MARKED STERILE PEDIATRIC LATEX FREE PORTEX BIVONA | Silicone | EA | 1 | 48.69 | 51.13 | 52.71 | 55.49 | 72.22 | 45 | 32063.65 | 603 | Alternative | 97% | Medtronic Minimally Invasive | 45PEF | TUBE TRACHEOSTOMY SIZE 4.5 L42MM OD6.7MM ID4.5MM WHITE POLYVINYLCHLORIDE DEHP FREE CUFFLESS INTEGRATED CONNECTOR TRANSPARENT FLANGE TAPE TIE RECESS PROMOTE AIRFLOW FLEXIBLE MR CONDITIONAL PEDIATRIC LATEX FREE DISPOSABLE SHILEY | EA | 1 | 39.91 | 45.5 | 45.95 | 46.43 | 53.62 | 91 | 43970.54 | 945 | X | X | X | X | X | X | X | X | X | X | X | X |  | X | X | X | X | PVC
| Tubes Tracheostomy/Laryngectomy | ICU Medical Inc | 60P050 | TUBE TRACHEOSTOMY SIZE 5.0 L44MM OD7.3MM ID5MM WHITE SILICONE CUFFLESS HYDROPHOBIC HYPOALLERGENIC WIRE REINFORCED REPROCESSIBLE FLEXIBLE IMPROVED FIT INTEGRATED 15MM CONNECTOR MR CONDITIONAL TRACH TIE IMPROVED WEANING CE MARKED STERILE PEDIATRIC LATEX FREE PORTEX BIVONA | Silicone | BX | 1 | 61.27 | 61.27 | 61.27 | 61.27 | 61.27 | 1 | 61.27 | 1 | Alternative | 97% | Medtronic Minimally Invasive | 50PEF | TUBE TRACHEOSTOMY SIZE 5.0 L44MM OD7.3MM ID5MM WHITE POLYVINYLCHLORIDE DEHP FREE CUFFLESS INTEGRATED CONNECTOR TRANSPARENT FLANGE TAPE TIE RECESS PROMOTE AIRFLOW FLEXIBLE MR CONDITIONAL PEDIATRIC LATEX FREE DISPOSABLE SHILEY | EA | 1 | 39.91 | 45.07 | 45.96 | 46.75 | 54.44 | 100 | 38878.65 | 831 | X | X | X | X | X | X | X | X | X | X | X | X |  | X | X | X | X | PVC
| Tubes Tracheostomy/Laryngectomy | ICU Medical Inc | 60P050 | TUBE TRACHEOSTOMY SIZE 5.0 L44MM OD7.3MM ID5MM WHITE SILICONE CUFFLESS HYDROPHOBIC HYPOALLERGENIC WIRE REINFORCED REPROCESSIBLE FLEXIBLE IMPROVED FIT INTEGRATED 15MM CONNECTOR MR CONDITIONAL TRACH TIE IMPROVED WEANING CE MARKED STERILE PEDIATRIC LATEX FREE PORTEX BIVONA | Silicone | EA | 1 | 48.69 | 51.49 | 54.06 | 57.35 | 70.81 | 48 | 27563.94 | 517 | Alternative | 97% | Medtronic Minimally Invasive | 50PEF | TUBE TRACHEOSTOMY SIZE 5.0 L44MM OD7.3MM ID5MM WHITE POLYVINYLCHLORIDE DEHP FREE CUFFLESS INTEGRATED CONNECTOR TRANSPARENT FLANGE TAPE TIE RECESS PROMOTE AIRFLOW FLEXIBLE MR CONDITIONAL PEDIATRIC LATEX FREE DISPOSABLE SHILEY | EA | 1 | 39.91 | 45.07 | 45.96 | 46.75 | 54.44 | 100 | 38878.65 | 831 | X | X | X | X | X | X | X | X | X | X | X | X |  | X | X | X | X | PVC
| Tubes Tracheostomy/Laryngectomy | ICU Medical Inc | 60P055 | TUBE TRACHEOSTOMY SIZE 5.5 L46MM OD8MM ID5.5MM WHITE SILICONE CUFFLESS HYDROPHOBIC HYPOALLERGENIC WIRE REINFORCED REPROCESSIBLE FLEXIBLE IMPROVED FIT INTEGRATED 15MM CONNECTOR MR CONDITIONAL TRACH TIE IMPROVED WEANING CE MARKED STERILE PEDIATRIC LATEX FREE PORTEX BIVONA | Silicone | EA | 1 | 48.91 | 51.13 | 53.87 | 55.5 | 71.61 | 33 | 14056.16 | 256 | Alternative | 97% | Medtronic Minimally Invasive | 55PEF | TUBE TRACHEOSTOMY SIZE 5.5 L46MM OD7.9MM ID5.5MM WHITE POLYVINYLCHLORIDE DEHP FREE CUFFLESS INTEGRATED CONNECTOR TRANSPARENT FLANGE TAPE TIE RECESS PROMOTE AIRFLOW FLEXIBLE MR CONDITIONAL PEDIATRIC LATEX FREE DISPOSABLE SHILEY | EA | 1 | 39.91 | 45.5 | 46.42 | 46.75 | 54.68 | 69 | 24512.4963 | 523 | X | X | X | X | X | X | X | X | X | X | X | X |  | X | X | X | X | PVC

## All Functional Equivalents
Current Usage | [15 empty] | Functional Equivalents
Facility Name | Category | Manufacturer Name | Manufacturer Catalog Num | Manufacturer Product Description | Material | UOM | Conversion Factor | Low | 25th Percentile | Median | 75th Percentile | High | Members Submitting | National Spend | National Usage | Match Type | KPI Match % | Manufacturer Name | Manufacturer Catalog Num | Description | UOM | Conversion Factor | Low | 25th Percentile | Median | 75th Percentile | High | Members Submitting | National Spend | National Usage | INNER DIAMETER (ID), mm(10) | OUTER DIAMETER (OD), mm(10) | TOTAL LENGTH, mm(10) | PROXIMAL LENGTH, mm(10) | DISTAL LENGTH, mm(10) | CUFF(10) | INNER CANNULA TYPE(7) | MATERIAL TYPE(7) | FENESTRATED(7) | MARKETED AS AIDING IN SUCTION(5) | ADJUSTABLE(5) | MARKETED AS HAVING A BEVELED TIP(3) | WIRE-REINFORCED(3) | FLANGE SHAPE(3) | COLOR-CODED(2) | MR-CONDITIONAL(2) | RADIOPAQUE(2) | Material
| Tubes Tracheostomy/Laryngectomy | ICU Medical Inc | 60HA25 | TUBE TRACHEOSTOMY SIZE 2.5 L55MM OD4MM ID2.5MM WHITE SILICONE CUFFLESS ADJUSTABLE FLEXIBLE WIRE REINFORCED MR CONDITIONAL CE MARKED TWILL TRACH TIE INTEGRATED 15MM CONNECTOR STERILE PEDIATRIC LATEX FREE PORTEX BIVONA | Silicone | EA | 1 | 155.66 | 155.66 | 163.44 | 163.45 | 183.34 | 4 | 1658.66 | 10 | Alternative | 83% | Medtronic Minimally Invasive | 25NEF | TUBE TRACHEOSTOMY SIZE 2.5 L30MM OD4.2MM ID2.5MM WHITE POLYVINYLCHLORIDE DEHP FREE CUFFLESS INTEGRATED CONNECTOR TRANSPARENT FLANGE TAPE TIE RECESS PROMOTE AIRFLOW FLEXIBLE MR CONDITIONAL NEONATAL LATEX FREE DISPOSABLE SHILEY | EA | 1 | 31.35 | 31.85 | 45.5 | 45.95 | 50 | 7 | 1496.75 | 43 | X | X |  | X | X | X | X | X | X | X |  | X |  | X | X | X | X | PVC
| Tubes Tracheostomy/Laryngectomy | ICU Medical Inc | 60HA25 | TUBE TRACHEOSTOMY SIZE 2.5 L55MM OD4MM ID2.5MM WHITE SILICONE CUFFLESS ADJUSTABLE FLEXIBLE WIRE REINFORCED MR CONDITIONAL CE MARKED TWILL TRACH TIE INTEGRATED 15MM CONNECTOR STERILE PEDIATRIC LATEX FREE PORTEX BIVONA | Silicone | EA | 1 | 155.66 | 155.66 | 163.44 | 163.45 | 183.34 | 4 | 1658.66 | 10 | Alternative | 83% | Medtronic Minimally Invasive | 25PEF | TUBE TRACHEOSTOMY SIZE 2.5 L39MM OD4.2MM ID2.5MM WHITE POLYVINYLCHLORIDE DEHP FREE CUFFLESS INTEGRATED CONNECTOR TRANSPARENT FLANGE TAPE TIE RECESS PROMOTE AIRFLOW FLEXIBLE MR CONDITIONAL PEDIATRIC LATEX FREE DISPOSABLE SHILEY | EA | 1 | 39.91 | 44.8 | 45.5 | 46.43 | 46.43 | 7 | 1353.07 | 30 | X | X |  | X | X | X | X | X | X | X |  | X |  | X | X | X | X | PVC
| Tubes Tracheostomy/Laryngectomy | ICU Medical Inc | 60HA25 | TUBE TRACHEOSTOMY SIZE 2.5 L55MM OD4MM ID2.5MM WHITE SILICONE CUFFLESS ADJUSTABLE FLEXIBLE WIRE REINFORCED MR CONDITIONAL CE MARKED TWILL TRACH TIE INTEGRATED 15MM CONNECTOR STERILE PEDIATRIC LATEX FREE PORTEX BIVONA | Silicone | EA | 1 | 155.66 | 155.66 | 163.44 | 163.45 | 183.34 | 4 | 1658.66 | 10 | Alternative | 83% | Medtronic Minimally Invasive | 25NEF | TUBE TRACHEOSTOMY SIZE 2.5 L30MM OD4.2MM ID2.5MM WHITE POLYVINYLCHLORIDE DEHP FREE CUFFLESS INTEGRATED CONNECTOR TRANSPARENT FLANGE TAPE TIE RECESS PROMOTE AIRFLOW FLEXIBLE MR CONDITIONAL NEONATAL LATEX FREE DISPOSABLE SHILEY | BX |  | 47.0104 | 47.0104 | 47.0104 | 47.0104 | 47.0104 | 1 | 705.156 | 15 | X | X |  | X | X | X | X | X | X | X |  | X |  | X | X | X | X | PVC
| Tubes Tracheostomy/Laryngectomy | ICU Medical Inc | 60HA30 | TUBE TRACHEOSTOMY SIZE 3.0 L60MM OD4.7MM ID3MM WHITE SILICONE CUFFLESS ADJUSTABLE FLEXIBLE WIRE REINFORCED MR CONDITIONAL CE MARKED TWILL TRACH TIE INTEGRATED 15MM CONNECTOR STERILE PEDIATRIC LATEX FREE PORTEX BIVONA | Silicone | EA | 1 | 163.44 | 163.45 | 172.84 | 183.34 | 195.87 | 11 | 13430.05 | 77 | Alternative | 83% | Medtronic Minimally Invasive | 30PEF | TUBE TRACHEOSTOMY SIZE 3.0 L39MM OD4.8MM ID3MM WHITE POLYVINYLCHLORIDE DEHP FREE CUFFLESS INTEGRATED CONNECTOR TRANSPARENT FLANGE TAPE TIE RECESS PROMOTE AIRFLOW FLEXIBLE MR CONDITIONAL PEDIATRIC LATEX FREE DISPOSABLE SHILEY | EA | 1 | 34.33 | 45.07 | 46.41 | 46.43 | 53.82 | 87 | 40945.4418 | 884 | X | X |  | X | X | X | X | X | X | X |  | X |  | X | X | X | X | PVC
| Tubes Tracheostomy/Laryngectomy | ICU Medical Inc | 60HA30 | TUBE TRACHEOSTOMY SIZE 3.0 L60MM OD4.7MM ID3MM WHITE SILICONE CUFFLESS ADJUSTABLE FLEXIBLE WIRE REINFORCED MR CONDITIONAL CE MARKED TWILL TRACH TIE INTEGRATED 15MM CONNECTOR STERILE PEDIATRIC LATEX FREE PORTEX BIVONA | Silicone | EA | 1 | 163.44 | 163.45 | 172.84 | 183.34 | 195.87 | 11 | 13430.05 | 77 | Alternative | 83% | Medtronic Minimally Invasive | 30NEF | TUBE TRACHEOSTOMY SIZE 3.0 L30MM OD4.8MM ID3MM WHITE POLYVINYLCHLORIDE DEHP FREE CUFFLESS INTEGRATED CONNECTOR TRANSPARENT FLANGE TAPE TIE RECESS PROMOTE AIRFLOW FLEXIBLE MR CONDITIONAL NEONATAL LATEX FREE DISPOSABLE SHILEY | EA | 1 | 39.91 | 45.5 | 46.17 | 46.78 | 55.02 | 65 | 31106.13 | 673 | X | X |  | X | X | X | X | X | X | X |  | X |  | X | X | X | X | PVC
| Tubes Tracheostomy/Laryngectomy | ICU Medical Inc | 60HA30 | TUBE TRACHEOSTOMY SIZE 3.0 L60MM OD4.7MM ID3MM WHITE SILICONE CUFFLESS ADJUSTABLE FLEXIBLE WIRE REINFORCED MR CONDITIONAL CE MARKED TWILL TRACH TIE INTEGRATED 15MM CONNECTOR STERILE PEDIATRIC LATEX FREE PORTEX BIVONA | Silicone | EA | 1 | 163.44 | 163.45 | 172.84 | 183.34 | 195.87 | 11 | 13430.05 | 77 | Alternative | 83% | Medtronic Minimally Invasive | 30NEF | TUBE TRACHEOSTOMY SIZE 3.0 L30MM OD4.8MM ID3MM WHITE POLYVINYLCHLORIDE DEHP FREE CUFFLESS INTEGRATED CONNECTOR TRANSPARENT FLANGE TAPE TIE RECESS PROMOTE AIRFLOW FLEXIBLE MR CONDITIONAL NEONATAL LATEX FREE DISPOSABLE SHILEY | BX |  | 45.5 | 45.5 | 45.84 | 46.43 | 53.09 | 5 | 696.35 | 15 | X | X |  | X | X | X | X | X | X | X |  | X |  | X | X | X | X | PVC
| Tubes Tracheostomy/Laryngectomy | ICU Medical Inc | 60HA30 | TUBE TRACHEOSTOMY SIZE 3.0 L60MM OD4.7MM ID3MM WHITE SILICONE CUFFLESS ADJUSTABLE FLEXIBLE WIRE REINFORCED MR CONDITIONAL CE MARKED TWILL TRACH TIE INTEGRATED 15MM CONNECTOR STERILE PEDIATRIC LATEX FREE PORTEX BIVONA | Silicone | EA | 1 | 163.44 | 163.45 | 172.84 | 183.34 | 195.87 | 11 | 13430.05 | 77 | Alternative | 83% | Medtronic Minimally Invasive | 30PEF | TUBE TRACHEOSTOMY SIZE 3.0 L39MM OD4.8MM ID3MM WHITE POLYVINYLCHLORIDE DEHP FREE CUFFLESS INTEGRATED CONNECTOR TRANSPARENT FLANGE TAPE TIE RECESS PROMOTE AIRFLOW FLEXIBLE MR CONDITIONAL PEDIATRIC LATEX FREE DISPOSABLE SHILEY | BX |  | 39.91 | 39.91 | 40.8 | 45.84 | 46.43 | 4 | 706.41 | 16 | X | X |  | X | X | X | X | X | X | X |  | X |  | X | X | X | X | PVC
| Tubes Tracheostomy/Laryngectomy | ICU Medical Inc | 60HA30 | TUBE TRACHEOSTOMY SIZE 3.0 L60MM OD4.7MM ID3MM WHITE SILICONE CUFFLESS ADJUSTABLE FLEXIBLE WIRE REINFORCED MR CONDITIONAL CE MARKED TWILL TRACH TIE INTEGRATED 15MM CONNECTOR STERILE PEDIATRIC LATEX FREE PORTEX BIVONA | Silicone | EA | 1 | 163.44 | 163.45 | 172.84 | 183.34 | 195.87 | 11 | 13430.05 | 77 | Alternative | 83% | Medtronic Minimally Invasive | 30PEF | TUBE TRACHEOSTOMY SIZE 3.0 L39MM OD4.8MM ID3MM WHITE POLYVINYLCHLORIDE DEHP FREE CUFFLESS INTEGRATED CONNECTOR TRANSPARENT FLANGE TAPE TIE RECESS PROMOTE AIRFLOW FLEXIBLE MR CONDITIONAL PEDIATRIC LATEX FREE DISPOSABLE SHILEY | PK |  | 46.43 | 46.43 | 46.43 | 46.43 | 46.43 | 1 | 46.43 | 1 | X | X |  | X | X | X | X | X | X | X |  | X |  | X | X | X | X | PVC
| Tubes Tracheostomy/Laryngectomy | ICU Medical Inc | 60HA30 | TUBE TRACHEOSTOMY SIZE 3.0 L60MM OD4.7MM ID3MM WHITE SILICONE CUFFLESS ADJUSTABLE FLEXIBLE WIRE REINFORCED MR CONDITIONAL CE MARKED TWILL TRACH TIE INTEGRATED 15MM CONNECTOR STERILE PEDIATRIC LATEX FREE PORTEX BIVONA | Silicone | EA | 1 | 163.44 | 163.45 | 172.84 | 183.34 | 195.87 | 11 | 13430.05 | 77 | Alternative | 83% | Medtronic Minimally Invasive | 30PEF | TUBE TRACHEOSTOMY SIZE 3.0 L39MM OD4.8MM ID3MM WHITE POLYVINYLCHLORIDE DEHP FREE CUFFLESS INTEGRATED CONNECTOR TRANSPARENT FLANGE TAPE TIE RECESS PROMOTE AIRFLOW FLEXIBLE MR CONDITIONAL PEDIATRIC LATEX FREE DISPOSABLE SHILEY | BG |  | 230.85 | 230.85 | 230.85 | 230.85 | 230.85 | 1 | 2308.5 | 10 | X | X |  | X | X | X | X | X | X | X |  | X |  | X | X | X | X | PVC
| Tubes Tracheostomy/Laryngectomy | ICU Medical Inc | 60HA30 | TUBE TRACHEOSTOMY SIZE 3.0 L60MM OD4.7MM ID3MM WHITE SILICONE CUFFLESS ADJUSTABLE FLEXIBLE WIRE REINFORCED MR CONDITIONAL CE MARKED TWILL TRACH TIE INTEGRATED 15MM CONNECTOR STERILE PEDIATRIC LATEX FREE PORTEX BIVONA | Silicone | EA | 1 | 163.44 | 163.45 | 172.84 | 183.34 | 195.87 | 11 | 13430.05 | 77 | Alternative | 83% | Medtronic Minimally Invasive | 30NEFP | TUBE TRACHEOSTOMY SIZE 3.0 L30MM OD4.8MM ID3MM WHITE POLYVINYLCHLORIDE DEHP FREE CUFFLESS INTEGRATED CONNECTOR TRANSPARENT FLANGE TAPE TIE RECESS PROMOTE AIRFLOW FLEXIBLE MR CONDITIONAL NEONATAL LATEX FREE DISPOSABLE SHILEY | [10 empty] | X | X |  | X | X | X | X | X | X | X |  | X |  | X | X | X | X | PVC
| Tubes Tracheostomy/Laryngectomy | ICU Medical Inc | 60HA30 | TUBE TRACHEOSTOMY SIZE 3.0 L60MM OD4.7MM ID3MM WHITE SILICONE CUFFLESS ADJUSTABLE FLEXIBLE WIRE REINFORCED MR CONDITIONAL CE MARKED TWILL TRACH TIE INTEGRATED 15MM CONNECTOR STERILE PEDIATRIC LATEX FREE PORTEX BIVONA | Silicone | EA | 1 | 163.44 | 163.45 | 172.84 | 183.34 | 195.87 | 11 | 13430.05 | 77 | Alternative | 83% | Medtronic Minimally Invasive | 30PEFP | TUBE TRACHEOSTOMY SIZE 3.0 L39MM OD4.8MM ID3MM WHITE POLYVINYLCHLORIDE DEHP FREE CUFFLESS INTEGRATED CONNECTOR TRANSPARENT FLANGE TAPE TIE RECESS PROMOTE AIRFLOW FLEXIBLE MR CONDITIONAL PEDIATRIC LATEX FREE DISPOSABLE SHILEY | [10 empty] | X | X |  | X | X | X | X | X | X | X |  | X |  | X | X | X | X | PVC
| Tubes Tracheostomy/Laryngectomy | ICU Medical Inc | 60HA30 | TUBE TRACHEOSTOMY SIZE 3.0 L60MM OD4.7MM ID3MM WHITE SILICONE CUFFLESS ADJUSTABLE FLEXIBLE WIRE REINFORCED MR CONDITIONAL CE MARKED TWILL TRACH TIE INTEGRATED 15MM CONNECTOR STERILE PEDIATRIC LATEX FREE PORTEX BIVONA | Silicone | EA | 1 | 163.44 | 163.45 | 172.84 | 183.34 | 195.87 | 11 | 13430.05 | 77 | Alternative | 81% | Tracoe | 36130 | TUBE TRACHEOSTOMY SIZE 3.0 L32MM OD4.9MM ID3MM WHITE SILICONE DEHP FREE CUFFLESS KINK RESISTANT EXTENDED LENGTH THERMALLY STABLE NECK STRAP RING OBTURATOR MR CONDITIONAL RADIOPAQUE VERY SOFT TUBE TIP STERILE NEONATAL LATEX FREE TRACOE Silcosoft | EA | 1 | 128.5 | 128.5 | 129 | 133 | 133 | 3 | 6701 | 52 | X | X |  | X | X | X | X | X | X | X |  | X | X |  | X | X |  | Silicone
| Tubes Tracheostomy/Laryngectomy | ICU Medical Inc | 60HA30 | TUBE TRACHEOSTOMY SIZE 3.0 L60MM OD4.7MM ID3MM WHITE SILICONE CUFFLESS ADJUSTABLE FLEXIBLE WIRE REINFORCED MR CONDITIONAL CE MARKED TWILL TRACH TIE INTEGRATED 15MM CONNECTOR STERILE PEDIATRIC LATEX FREE PORTEX BIVONA | Silicone | EA | 1 | 163.44 | 163.45 | 172.84 | 183.34 | 195.87 | 11 | 13430.05 | 77 | Alternative | 81% | Tracoe | 37030 | TUBE TRACHEOSTOMY SIZE 3.0 L39MM OD4.9MM ID3MM WHITE SILICONE DEHP FREE CUFFLESS KINK RESISTANT THERMALLY STABLE NECK STRAP RING OBTURATOR MR CONDITIONAL RADIOPAQUE VERY SOFT TUBE TIP STERILE PEDIATRIC LATEX FREE TRACOE Silcosoft | EA | 1 | 63 | 63 | 63 | 63 | 63 | 2 | 1260 | 20 | X | X |  | X | X | X | X | X | X | X |  | X | X |  | X | X |  | Silicone
| Tubes Tracheostomy/Laryngectomy | ICU Medical Inc | 60HA30 | TUBE TRACHEOSTOMY SIZE 3.0 L60MM OD4.7MM ID3MM WHITE SILICONE CUFFLESS ADJUSTABLE FLEXIBLE WIRE REINFORCED MR CONDITIONAL CE MARKED TWILL TRACH TIE INTEGRATED 15MM CONNECTOR STERILE PEDIATRIC LATEX FREE PORTEX BIVONA | Silicone | EA | 1 | 163.44 | 163.45 | 172.84 | 183.34 | 195.87 | 11 | 13430.05 | 77 | Alternative | 81% | Tracoe | 37130 | TUBE TRACHEOSTOMY SIZE 3.0 L39MM OD4.9MM ID3MM WHITE SILICONE DEHP FREE CUFFLESS KINK RESISTANT EXTENDED LENGTH THERMALLY STABLE NECK STRAP RING OBTURATOR MR CONDITIONAL RADIOPAQUE VERY SOFT TUBE TIP STERILE PEDIATRIC LATEX FREE TRACOE Silcosoft | EA | 1 | 91 | 91 | 91 | 91 | 91 | 2 | 5642 | 62 | X | X |  | X | X | X | X | X | X | X |  | X | X |  | X | X |  | Silicone
| Tubes Tracheostomy/Laryngectomy | ICU Medical Inc | 60HA30 | TUBE TRACHEOSTOMY SIZE 3.0 L60MM OD4.7MM ID3MM WHITE SILICONE CUFFLESS ADJUSTABLE FLEXIBLE WIRE REINFORCED MR CONDITIONAL CE MARKED TWILL TRACH TIE INTEGRATED 15MM CONNECTOR STERILE PEDIATRIC LATEX FREE PORTEX BIVONA | Silicone | EA | 1 | 163.44 | 163.45 | 172.84 | 183.34 | 195.87 | 11 | 13430.05 | 77 | Alternative | 81% | Tracoe | 36030 | TUBE TRACHEOSTOMY SIZE 3.0 L32MM OD4.9MM ID3MM WHITE SILICONE DEHP FREE CUFFLESS KINK RESISTANT THERMALLY STABLE NECK STRAP RING OBTURATOR MR CONDITIONAL RADIOPAQUE VERY SOFT TUBE TIP STERILE NEONATAL LATEX FREE TRACOE Silcosoft | EA | 1 | 63 | 63 | 63 | 63 | 63 | 1 | 1575 | 25 | X | X |  | X | X | X | X | X | X | X |  | X | X |  | X | X |  | Silicone
| Tubes Tracheostomy/Laryngectomy | ICU Medical Inc | 60HA35 | TUBE TRACHEOSTOMY SIZE 3.5 L65MM OD5.3MM ID3.5MM WHITE SILICONE CUFFLESS ADJUSTABLE FLEXIBLE WIRE REINFORCED MR CONDITIONAL CE MARKED TWILL TRACH TIE INTEGRATED 15MM CONNECTOR STERILE PEDIATRIC LATEX FREE PORTEX BIVONA | Silicone | EA | 1 | 156.36 | 163.44 | 163.45 | 183.34 | 189.48 | 14 | 18791.6 | 107 | Alternative | 83% | Medtronic Minimally Invasive | 35PEF | TUBE TRACHEOSTOMY SIZE 3.5 L40MM OD5.4MM ID3.5MM WHITE POLYVINYLCHLORIDE DEHP FREE CUFFLESS INTEGRATED CONNECTOR TRANSPARENT FLANGE TAPE TIE RECESS PROMOTE AIRFLOW FLEXIBLE MR CONDITIONAL PEDIATRIC LATEX FREE DISPOSABLE SHILEY | EA | 1 | 39.91 | 45.5 | 45.96 | 46.43 | 55.2 | 101 | 60357.95 | 1307 | X | X |  | X | X | X | X | X | X | X |  | X |  | X | X | X | X | PVC
| Tubes Tracheostomy/Laryngectomy | ICU Medical Inc | 60HA35 | TUBE TRACHEOSTOMY SIZE 3.5 L65MM OD5.3MM ID3.5MM WHITE SILICONE CUFFLESS ADJUSTABLE FLEXIBLE WIRE REINFORCED MR CONDITIONAL CE MARKED TWILL TRACH TIE INTEGRATED 15MM CONNECTOR STERILE PEDIATRIC LATEX FREE PORTEX BIVONA | Silicone | EA | 1 | 156.36 | 163.44 | 163.45 | 183.34 | 189.48 | 14 | 18791.6 | 107 | Alternative | 83% | Medtronic Minimally Invasive | 35NEF | TUBE TRACHEOSTOMY SIZE 3.5 L32MM OD5.4MM ID3.5MM WHITE POLYVINYLCHLORIDE DEHP FREE CUFFLESS INTEGRATED CONNECTOR TRANSPARENT FLANGE TAPE TIE RECESS PROMOTE AIRFLOW FLEXIBLE MR CONDITIONAL NEONATAL LATEX FREE DISPOSABLE SHILEY | EA | 1 | 35.66 | 44.8 | 45.89 | 46.64 | 55.02 | 76 | 32874.8879 | 713 | X | X |  | X | X | X | X | X | X | X |  | X |  | X | X | X | X | PVC
| Tubes Tracheostomy/Laryngectomy | ICU Medical Inc | 60HA35 | TUBE TRACHEOSTOMY SIZE 3.5 L65MM OD5.3MM ID3.5MM WHITE SILICONE CUFFLESS ADJUSTABLE FLEXIBLE WIRE REINFORCED MR CONDITIONAL CE MARKED TWILL TRACH TIE INTEGRATED 15MM CONNECTOR STERILE PEDIATRIC LATEX FREE PORTEX BIVONA | Silicone | EA | 1 | 156.36 | 163.44 | 163.45 | 183.34 | 189.48 | 14 | 18791.6 | 107 | Alternative | 83% | Medtronic Minimally Invasive | 35PEF | TUBE TRACHEOSTOMY SIZE 3.5 L40MM OD5.4MM ID3.5MM WHITE POLYVINYLCHLORIDE DEHP FREE CUFFLESS INTEGRATED CONNECTOR TRANSPARENT FLANGE TAPE TIE RECESS PROMOTE AIRFLOW FLEXIBLE MR CONDITIONAL PEDIATRIC LATEX FREE DISPOSABLE SHILEY | BX |  | 29.07 | 29.07 | 45.04 | 45.04 | 46.64 | 8 | 1884.2 | 50 | X | X |  | X | X | X | X | X | X | X |  | X |  | X | X | X | X | PVC
| Tubes Tracheostomy/Laryngectomy | ICU Medical Inc | 60HA35 | TUBE TRACHEOSTOMY SIZE 3.5 L65MM OD5.3MM ID3.5MM WHITE SILICONE CUFFLESS ADJUSTABLE FLEXIBLE WIRE REINFORCED MR CONDITIONAL CE MARKED TWILL TRACH TIE INTEGRATED 15MM CONNECTOR STERILE PEDIATRIC LATEX FREE PORTEX BIVONA | Silicone | EA | 1 | 156.36 | 163.44 | 163.45 | 183.34 | 189.48 | 14 | 18791.6 | 107 | Alternative | 83% | Medtronic Minimally Invasive | 35NEF | TUBE TRACHEOSTOMY SIZE 3.5 L32MM OD5.4MM ID3.5MM WHITE POLYVINYLCHLORIDE DEHP FREE CUFFLESS INTEGRATED CONNECTOR TRANSPARENT FLANGE TAPE TIE RECESS PROMOTE AIRFLOW FLEXIBLE MR CONDITIONAL NEONATAL LATEX FREE DISPOSABLE SHILEY | BX |  | 45.84 | 45.84 | 46.43 | 46.43 | 46.43 | 3 | 647.66 | 14 | X | X |  | X | X | X | X | X | X | X |  | X |  | X | X | X | X | PVC
| Tubes Tracheostomy/Laryngectomy | ICU Medical Inc | 60HA35 | TUBE TRACHEOSTOMY SIZE 3.5 L65MM OD5.3MM ID3.5MM WHITE SILICONE CUFFLESS ADJUSTABLE FLEXIBLE WIRE REINFORCED MR CONDITIONAL CE MARKED TWILL TRACH TIE INTEGRATED 15MM CONNECTOR STERILE PEDIATRIC LATEX FREE PORTEX BIVONA | Silicone | EA | 1 | 156.36 | 163.44 | 163.45 | 183.34 | 189.48 | 14 | 18791.6 | 107 | Alternative | 83% | Medtronic Minimally Invasive | 35PEF | TUBE TRACHEOSTOMY SIZE 3.5 L40MM OD5.4MM ID3.5MM WHITE POLYVINYLCHLORIDE DEHP FREE CUFFLESS INTEGRATED CONNECTOR TRANSPARENT FLANGE TAPE TIE RECESS PROMOTE AIRFLOW FLEXIBLE MR CONDITIONAL PEDIATRIC LATEX FREE DISPOSABLE SHILEY | CS |  | 31.85 | 31.85 | 31.85 | 31.85 | 31.85 | 1 | 445.9 | 14 | X | X |  | X | X | X | X | X | X | X |  | X |  | X | X | X | X | PVC
| Tubes Tracheostomy/Laryngectomy | ICU Medical Inc | 60HA35 | TUBE TRACHEOSTOMY SIZE 3.5 L65MM OD5.3MM ID3.5MM WHITE SILICONE CUFFLESS ADJUSTABLE FLEXIBLE WIRE REINFORCED MR CONDITIONAL CE MARKED TWILL TRACH TIE INTEGRATED 15MM CONNECTOR STERILE PEDIATRIC LATEX FREE PORTEX BIVONA | Silicone | EA | 1 | 156.36 | 163.44 | 163.45 | 183.34 | 189.48 | 14 | 18791.6 | 107 | Alternative | 83% | Medtronic Minimally Invasive | 35NEFP | TUBE TRACHEOSTOMY SIZE 3.5 L32MM OD5.4MM ID3.5MM WHITE POLYVINYLCHLORIDE DEHP FREE CUFFLESS INTEGRATED CONNECTOR TRANSPARENT FLANGE TAPE TIE RECESS PROMOTE AIRFLOW FLEXIBLE MR CONDITIONAL NEONATAL LATEX FREE DISPOSABLE SHILEY | [10 empty] | X | X |  | X | X | X | X | X | X | X |  | X |  | X | X | X | X | PVC
| Tubes Tracheostomy/Laryngectomy | ICU Medical Inc | 60HA35 | TUBE TRACHEOSTOMY SIZE 3.5 L65MM OD5.3MM ID3.5MM WHITE SILICONE CUFFLESS ADJUSTABLE FLEXIBLE WIRE REINFORCED MR CONDITIONAL CE MARKED TWILL TRACH TIE INTEGRATED 15MM CONNECTOR STERILE PEDIATRIC LATEX FREE PORTEX BIVONA | Silicone | EA | 1 | 156.36 | 163.44 | 163.45 | 183.34 | 189.48 | 14 | 18791.6 | 107 | Alternative | 83% | Medtronic Minimally Invasive | 35PEFP | TUBE TRACHEOSTOMY SIZE 3.5 L40MM OD5.4MM ID3.5MM WHITE POLYVINYLCHLORIDE DEHP FREE CUFFLESS INTEGRATED CONNECTOR TRANSPARENT FLANGE TAPE TIE RECESS PROMOTE AIRFLOW FLEXIBLE MR CONDITIONAL PEDIATRIC LATEX FREE DISPOSABLE SHILEY | [10 empty] | X | X |  | X | X | X | X | X | X | X |  | X |  | X | X | X | X | PVC
| Tubes Tracheostomy/Laryngectomy | ICU Medical Inc | 60HA35 | TUBE TRACHEOSTOMY SIZE 3.5 L65MM OD5.3MM ID3.5MM WHITE SILICONE CUFFLESS ADJUSTABLE FLEXIBLE WIRE REINFORCED MR CONDITIONAL CE MARKED TWILL TRACH TIE INTEGRATED 15MM CONNECTOR STERILE PEDIATRIC LATEX FREE PORTEX BIVONA | Silicone | EA | 1 | 156.36 | 163.44 | 163.45 | 183.34 | 189.48 | 14 | 18791.6 | 107 | Alternative | 81% | Tracoe | 36135 | TUBE TRACHEOSTOMY SIZE 3.5 L34MM OD5.4MM ID3.5MM WHITE SILICONE DEHP FREE CUFFLESS KINK RESISTANT EXTENDED LENGTH THERMALLY STABLE NECK STRAP RING OBTURATOR MR CONDITIONAL RADIOPAQUE VERY SOFT TUBE TIP STERILE NEONATAL LATEX FREE TRACOE Silcosoft | EA | 1 | 127.25 | 127.25 | 128.5 | 129 | 133 | 4 | 6946 | 54 | X | X |  | X | X | X | X | X | X | X |  | X | X |  | X | X |  | Silicone
| Tubes Tracheostomy/Laryngectomy | ICU Medical Inc | 60HA35 | TUBE TRACHEOSTOMY SIZE 3.5 L65MM OD5.3MM ID3.5MM WHITE SILICONE CUFFLESS ADJUSTABLE FLEXIBLE WIRE REINFORCED MR CONDITIONAL CE MARKED TWILL TRACH TIE INTEGRATED 15MM CONNECTOR STERILE PEDIATRIC LATEX FREE PORTEX BIVONA | Silicone | EA | 1 | 156.36 | 163.44 | 163.45 | 183.34 | 189.48 | 14 | 18791.6 | 107 | Alternative | 81% | Tracoe | 36035 | TUBE TRACHEOSTOMY SIZE 3.5 L34MM OD5.4MM ID3.5MM WHITE SILICONE DEHP FREE CUFFLESS KINK RESISTANT THERMALLY STABLE NECK STRAP RING OBTURATOR MR CONDITIONAL RADIOPAQUE VERY SOFT TUBE TIP STERILE NEONATAL LATEX FREE TRACOE Silcosoft | EA | 1 | 63 | 63 | 63 | 68 | 68 | 3 | 1653 | 26 | X | X |  | X | X | X | X | X | X | X |  | X | X |  | X | X |  | Silicone
| Tubes Tracheostomy/Laryngectomy | ICU Medical Inc | 60HA35 | TUBE TRACHEOSTOMY SIZE 3.5 L65MM OD5.3MM ID3.5MM WHITE SILICONE CUFFLESS ADJUSTABLE FLEXIBLE WIRE REINFORCED MR CONDITIONAL CE MARKED TWILL TRACH TIE INTEGRATED 15MM CONNECTOR STERILE PEDIATRIC LATEX FREE PORTEX BIVONA | Silicone | EA | 1 | 156.36 | 163.44 | 163.45 | 183.34 | 189.48 | 14 | 18791.6 | 107 | Alternative | 81% | Tracoe | 37035 | TUBE TRACHEOSTOMY SIZE 3.5 L40MM OD5.4MM ID3.5MM WHITE SILICONE DEHP FREE CUFFLESS KINK RESISTANT THERMALLY STABLE NECK STRAP RING OBTURATOR MR CONDITIONAL RADIOPAQUE VERY SOFT TUBE TIP STERILE PEDIATRIC LATEX FREE TRACOE Silcosoft | EA | 1 | 63 | 63 | 63 | 68 | 68 | 3 | 3185 | 50 | X | X |  | X | X | X | X | X | X | X |  | X | X |  | X | X |  | Silicone
| Tubes Tracheostomy/Laryngectomy | ICU Medical Inc | 60HA35 | TUBE TRACHEOSTOMY SIZE 3.5 L65MM OD5.3MM ID3.5MM WHITE SILICONE CUFFLESS ADJUSTABLE FLEXIBLE WIRE REINFORCED MR CONDITIONAL CE MARKED TWILL TRACH TIE INTEGRATED 15MM CONNECTOR STERILE PEDIATRIC LATEX FREE PORTEX BIVONA | Silicone | EA | 1 | 156.36 | 163.44 | 163.45 | 183.34 | 189.48 | 14 | 18791.6 | 107 | Alternative | 81% | Tracoe | 37135 | TUBE TRACHEOSTOMY SIZE 3.5 L40MM OD5.4MM ID3.5MM WHITE SILICONE DEHP FREE CUFFLESS KINK RESISTANT EXTENDED LENGTH THERMALLY STABLE NECK STRAP RING OBTURATOR MR CONDITIONAL RADIOPAQUE VERY SOFT TUBE TIP STERILE PEDIATRIC LATEX FREE TRACOE Silcosoft | EA | 1 | 91 | 91 | 91 | 91 | 91 | 2 | 12285 | 135 | X | X |  | X | X | X | X | X | X | X |  | X | X |  | X | X |  | Silicone
| Tubes Tracheostomy/Laryngectomy | ICU Medical Inc | 60HA40 | TUBE TRACHEOSTOMY SIZE 4.0 L70MM OD6MM ID4MM WHITE SILICONE CUFFLESS ADJUSTABLE FLEXIBLE WIRE REINFORCED MR CONDITIONAL CE MARKED TWILL TRACH TIE INTEGRATED 15MM CONNECTOR STERILE PEDIATRIC LATEX FREE PORTEX BIVONA | Silicone | EA | 1 | 155.66 | 163.44 | 168.5 | 183.34 | 195.87 | 16 | 15254.59 | 87 | Alternative | 83% | Medtronic Minimally Invasive | 40PEF | TUBE TRACHEOSTOMY SIZE 4.0 L41MM OD6MM ID4MM WHITE POLYVINYLCHLORIDE DEHP FREE CUFFLESS INTEGRATED CONNECTOR TRANSPARENT FLANGE TAPE TIE RECESS PROMOTE AIRFLOW FLEXIBLE MR CONDITIONAL PEDIATRIC LATEX FREE DISPOSABLE SHILEY | EA | 1 | 36.39 | 44.8 | 45.5 | 46.43 | 55.2 | 114 | 67766.96 | 1465 | X | X |  | X | X | X | X | X | X | X |  | X |  | X | X | X | X | PVC
| Tubes Tracheostomy/Laryngectomy | ICU Medical Inc | 60HA40 | TUBE TRACHEOSTOMY SIZE 4.0 L70MM OD6MM ID4MM WHITE SILICONE CUFFLESS ADJUSTABLE FLEXIBLE WIRE REINFORCED MR CONDITIONAL CE MARKED TWILL TRACH TIE INTEGRATED 15MM CONNECTOR STERILE PEDIATRIC LATEX FREE PORTEX BIVONA | Silicone | EA | 1 | 155.66 | 163.44 | 168.5 | 183.34 | 195.87 | 16 | 15254.59 | 87 | Alternative | 83% | Medtronic Minimally Invasive | 40NEF | TUBE TRACHEOSTOMY SIZE 4.0 L34MM OD6MM ID4MM WHITE POLYVINYLCHLORIDE DEHP FREE CUFFLESS INTEGRATED CONNECTOR TRANSPARENT FLANGE TAPE TIE RECESS PROMOTE AIRFLOW FLEXIBLE MR CONDITIONAL NEONATAL LATEX FREE DISPOSABLE SHILEY | EA | 1 | 39.91 | 44.8 | 45.95 | 46.78 | 54.63 | 62 | 20900.87 | 451 | X | X |  | X | X | X | X | X | X | X |  | X |  | X | X | X | X | PVC
| Tubes Tracheostomy/Laryngectomy | ICU Medical Inc | 60HA40 | TUBE TRACHEOSTOMY SIZE 4.0 L70MM OD6MM ID4MM WHITE SILICONE CUFFLESS ADJUSTABLE FLEXIBLE WIRE REINFORCED MR CONDITIONAL CE MARKED TWILL TRACH TIE INTEGRATED 15MM CONNECTOR STERILE PEDIATRIC LATEX FREE PORTEX BIVONA | Silicone | EA | 1 | 155.66 | 163.44 | 168.5 | 183.34 | 195.87 | 16 | 15254.59 | 87 | Alternative | 83% | Medtronic Minimally Invasive | 40NEF | TUBE TRACHEOSTOMY SIZE 4.0 L34MM OD6MM ID4MM WHITE POLYVINYLCHLORIDE DEHP FREE CUFFLESS INTEGRATED CONNECTOR TRANSPARENT FLANGE TAPE TIE RECESS PROMOTE AIRFLOW FLEXIBLE MR CONDITIONAL NEONATAL LATEX FREE DISPOSABLE SHILEY | BX |  | 31.85 | 45.5 | 45.84 | 53.09 | 54.42 | 9 | 1125.0879 | 24 | X | X |  | X | X | X | X | X | X | X |  | X |  | X | X | X | X | PVC
| Tubes Tracheostomy/Laryngectomy | ICU Medical Inc | 60HA40 | TUBE TRACHEOSTOMY SIZE 4.0 L70MM OD6MM ID4MM WHITE SILICONE CUFFLESS ADJUSTABLE FLEXIBLE WIRE REINFORCED MR CONDITIONAL CE MARKED TWILL TRACH TIE INTEGRATED 15MM CONNECTOR STERILE PEDIATRIC LATEX FREE PORTEX BIVONA | Silicone | EA | 1 | 155.66 | 163.44 | 168.5 | 183.34 | 195.87 | 16 | 15254.59 | 87 | Alternative | 83% | Medtronic Minimally Invasive | 40PEF | TUBE TRACHEOSTOMY SIZE 4.0 L41MM OD6MM ID4MM WHITE POLYVINYLCHLORIDE DEHP FREE CUFFLESS INTEGRATED CONNECTOR TRANSPARENT FLANGE TAPE TIE RECESS PROMOTE AIRFLOW FLEXIBLE MR CONDITIONAL PEDIATRIC LATEX FREE DISPOSABLE SHILEY | BX |  | 40.31 | 42.77 | 45.04 | 45.5 | 46.43 | 8 | 2508.61 | 57 | X | X |  | X | X | X | X | X | X | X |  | X |  | X | X | X | X | PVC
| Tubes Tracheostomy/Laryngectomy | ICU Medical Inc | 60HA40 | TUBE TRACHEOSTOMY SIZE 4.0 L70MM OD6MM ID4MM WHITE SILICONE CUFFLESS ADJUSTABLE FLEXIBLE WIRE REINFORCED MR CONDITIONAL CE MARKED TWILL TRACH TIE INTEGRATED 15MM CONNECTOR STERILE PEDIATRIC LATEX FREE PORTEX BIVONA | Silicone | EA | 1 | 155.66 | 163.44 | 168.5 | 183.34 | 195.87 | 16 | 15254.59 | 87 | Alternative | 83% | Medtronic Minimally Invasive | 40PEF | TUBE TRACHEOSTOMY SIZE 4.0 L41MM OD6MM ID4MM WHITE POLYVINYLCHLORIDE DEHP FREE CUFFLESS INTEGRATED CONNECTOR TRANSPARENT FLANGE TAPE TIE RECESS PROMOTE AIRFLOW FLEXIBLE MR CONDITIONAL PEDIATRIC LATEX FREE DISPOSABLE SHILEY | CS |  | 45.5 | 45.5 | 45.5 | 45.5 | 45.5 | 1 | 91 | 2 | X | X |  | X | X | X | X | X | X | X |  | X |  | X | X | X | X | PVC
| Tubes Tracheostomy/Laryngectomy | ICU Medical Inc | 60HA40 | TUBE TRACHEOSTOMY SIZE 4.0 L70MM OD6MM ID4MM WHITE SILICONE CUFFLESS ADJUSTABLE FLEXIBLE WIRE REINFORCED MR CONDITIONAL CE MARKED TWILL TRACH TIE INTEGRATED 15MM CONNECTOR STERILE PEDIATRIC LATEX FREE PORTEX BIVONA | Silicone | EA | 1 | 155.66 | 163.44 | 168.5 | 183.34 | 195.87 | 16 | 15254.59 | 87 | Alternative | 83% | Medtronic Minimally Invasive | 40NEFP | TUBE TRACHEOSTOMY SIZE 4.0 L34MM OD6MM ID4MM WHITE POLYVINYLCHLORIDE DEHP FREE CUFFLESS INTEGRATED CONNECTOR TRANSPARENT FLANGE TAPE TIE RECESS PROMOTE AIRFLOW FLEXIBLE MR CONDITIONAL NEONATAL LATEX FREE DISPOSABLE SHILEY | [10 empty] | X | X |  | X | X | X | X | X | X | X |  | X |  | X | X | X | X | PVC
| Tubes Tracheostomy/Laryngectomy | ICU Medical Inc | 60HA40 | TUBE TRACHEOSTOMY SIZE 4.0 L70MM OD6MM ID4MM WHITE SILICONE CUFFLESS ADJUSTABLE FLEXIBLE WIRE REINFORCED MR CONDITIONAL CE MARKED TWILL TRACH TIE INTEGRATED 15MM CONNECTOR STERILE PEDIATRIC LATEX FREE PORTEX BIVONA | Silicone | EA | 1 | 155.66 | 163.44 | 168.5 | 183.34 | 195.87 | 16 | 15254.59 | 87 | Alternative | 83% | Medtronic Minimally Invasive | 40PEFP | TUBE TRACHEOSTOMY SIZE 4.0 L41MM OD6MM ID4MM WHITE POLYVINYLCHLORIDE DEHP FREE CUFFLESS INTEGRATED CONNECTOR TRANSPARENT FLANGE TAPE TIE RECESS PROMOTE AIRFLOW FLEXIBLE MR CONDITIONAL PEDIATRIC LATEX FREE DISPOSABLE SHILEY | [10 empty] | X | X |  | X | X | X | X | X | X | X |  | X |  | X | X | X | X | PVC
| Tubes Tracheostomy/Laryngectomy | ICU Medical Inc | 60HA40 | TUBE TRACHEOSTOMY SIZE 4.0 L70MM OD6MM ID4MM WHITE SILICONE CUFFLESS ADJUSTABLE FLEXIBLE WIRE REINFORCED MR CONDITIONAL CE MARKED TWILL TRACH TIE INTEGRATED 15MM CONNECTOR STERILE PEDIATRIC LATEX FREE PORTEX BIVONA | Silicone | EA | 1 | 155.66 | 163.44 | 168.5 | 183.34 | 195.87 | 16 | 15254.59 | 87 | Alternative | 81% | Tracoe | 37040 | TUBE TRACHEOSTOMY SIZE 4.0 L41MM OD6MM ID4MM WHITE SILICONE DEHP FREE CUFFLESS KINK RESISTANT THERMALLY STABLE NECK STRAP RING OBTURATOR MR CONDITIONAL RADIOPAQUE VERY SOFT TUBE TIP STERILE PEDIATRIC LATEX FREE TRACOE Silcosoft | EA | 1 | 63 | 63 | 63 | 68 | 68 | 4 | 3661 | 57 | X | X |  | X | X | X | X | X | X | X |  | X | X |  | X | X |  | Silicone
| Tubes Tracheostomy/Laryngectomy | ICU Medical Inc | 60HA40 | TUBE TRACHEOSTOMY SIZE 4.0 L70MM OD6MM ID4MM WHITE SILICONE CUFFLESS ADJUSTABLE FLEXIBLE WIRE REINFORCED MR CONDITIONAL CE MARKED TWILL TRACH TIE INTEGRATED 15MM CONNECTOR STERILE PEDIATRIC LATEX FREE PORTEX BIVONA | Silicone | EA | 1 | 155.66 | 163.44 | 168.5 | 183.34 | 195.87 | 16 | 15254.59 | 87 | Alternative | 81% | Tracoe | 37140 | TUBE TRACHEOSTOMY SIZE 4.0 L41MM OD6MM ID4MM WHITE SILICONE DEHP FREE CUFFLESS KINK RESISTANT EXTENDED LENGTH THERMALLY STABLE NECK STRAP RING OBTURATOR MR CONDITIONAL RADIOPAQUE VERY SOFT TUBE TIP STERILE PEDIATRIC LATEX FREE TRACOE Silcosoft | EA | 1 | 68 | 68 | 91 | 91 | 91 | 3 | 5686 | 64 | X | X |  | X | X | X | X | X | X | X |  | X | X |  | X | X |  | Silicone
| Tubes Tracheostomy/Laryngectomy | ICU Medical Inc | 60HA40 | TUBE TRACHEOSTOMY SIZE 4.0 L70MM OD6MM ID4MM WHITE SILICONE CUFFLESS ADJUSTABLE FLEXIBLE WIRE REINFORCED MR CONDITIONAL CE MARKED TWILL TRACH TIE INTEGRATED 15MM CONNECTOR STERILE PEDIATRIC LATEX FREE PORTEX BIVONA | Silicone | EA | 1 | 155.66 | 163.44 | 168.5 | 183.34 | 195.87 | 16 | 15254.59 | 87 | Alternative | 81% | Tracoe | 36140 | TUBE TRACHEOSTOMY SIZE 4.0 L36MM OD6MM ID4MM WHITE SILICONE DEHP FREE CUFFLESS KINK RESISTANT EXTENDED LENGTH THERMALLY STABLE NECK STRAP RING OBTURATOR MR CONDITIONAL RADIOPAQUE VERY SOFT TUBE TIP STERILE NEONATAL LATEX FREE TRACOE Silcosoft | EA | 1 | 129 | 129 | 129 | 133 | 133 | 2 | 528 | 4 | X | X |  | X | X | X | X | X | X | X |  | X | X |  | X | X |  | Silicone
| Tubes Tracheostomy/Laryngectomy | ICU Medical Inc | 60HA40 | TUBE TRACHEOSTOMY SIZE 4.0 L70MM OD6MM ID4MM WHITE SILICONE CUFFLESS ADJUSTABLE FLEXIBLE WIRE REINFORCED MR CONDITIONAL CE MARKED TWILL TRACH TIE INTEGRATED 15MM CONNECTOR STERILE PEDIATRIC LATEX FREE PORTEX BIVONA | Silicone | EA | 1 | 155.66 | 163.44 | 168.5 | 183.34 | 195.87 | 16 | 15254.59 | 87 | Alternative | 81% | Tracoe | 36040 | TUBE TRACHEOSTOMY SIZE 4.0 L36MM OD6MM ID4MM WHITE SILICONE DEHP FREE CUFFLESS KINK RESISTANT THERMALLY STABLE NECK STRAP RING OBTURATOR MR CONDITIONAL RADIOPAQUE VERY SOFT TUBE TIP STERILE NEONATAL LATEX FREE TRACOE Silcosoft | [10 empty] | X | X |  | X | X | X | X | X | X | X |  | X | X |  | X | X |  | Silicone
| Tubes Tracheostomy/Laryngectomy | ICU Medical Inc | 60HA45 | TUBE TRACHEOSTOMY SIZE 4.5 L75MM OD6.7MM ID4.5MM WHITE SILICONE CUFFLESS ADJUSTABLE FLEXIBLE WIRE REINFORCED MR CONDITIONAL CE MARKED TWILL TRACH TIE INTEGRATED 15MM CONNECTOR STERILE PEDIATRIC LATEX FREE PORTEX BIVONA | Silicone | EA | 1 | 155.66 | 163.45 | 172.84 | 183.34 | 193.65 | 11 | 11349.1 | 64 | Alternative | 83% | Medtronic Minimally Invasive | 45PEF | TUBE TRACHEOSTOMY SIZE 4.5 L42MM OD6.7MM ID4.5MM WHITE POLYVINYLCHLORIDE DEHP FREE CUFFLESS INTEGRATED CONNECTOR TRANSPARENT FLANGE TAPE TIE RECESS PROMOTE AIRFLOW FLEXIBLE MR CONDITIONAL PEDIATRIC LATEX FREE DISPOSABLE SHILEY | EA | 1 | 39.91 | 45.5 | 45.95 | 46.43 | 53.62 | 91 | 43970.54 | 945 | X | X |  | X | X | X | X | X | X | X |  | X |  | X | X | X | X | PVC
| Tubes Tracheostomy/Laryngectomy | ICU Medical Inc | 60HA45 | TUBE TRACHEOSTOMY SIZE 4.5 L75MM OD6.7MM ID4.5MM WHITE SILICONE CUFFLESS ADJUSTABLE FLEXIBLE WIRE REINFORCED MR CONDITIONAL CE MARKED TWILL TRACH TIE INTEGRATED 15MM CONNECTOR STERILE PEDIATRIC LATEX FREE PORTEX BIVONA | Silicone | EA | 1 | 155.66 | 163.45 | 172.84 | 183.34 | 193.65 | 11 | 11349.1 | 64 | Alternative | 83% | Medtronic Minimally Invasive | 45NEF | TUBE TRACHEOSTOMY SIZE 4.5 L36MM OD6.7MM ID4.5MM WHITE POLYVINYLCHLORIDE DEHP FREE CUFFLESS INTEGRATED CONNECTOR TRANSPARENT FLANGE TAPE TIE RECESS PROMOTE AIRFLOW FLEXIBLE MR CONDITIONAL NEONATAL LATEX FREE DISPOSABLE SHILEY | EA | 1 | 39.91 | 44.8 | 45.96 | 46.64 | 57.02 | 33 | 19207.36 | 410 | X | X |  | X | X | X | X | X | X | X |  | X |  | X | X | X | X | PVC
| Tubes Tracheostomy/Laryngectomy | ICU Medical Inc | 60HA45 | TUBE TRACHEOSTOMY SIZE 4.5 L75MM OD6.7MM ID4.5MM WHITE SILICONE CUFFLESS ADJUSTABLE FLEXIBLE WIRE REINFORCED MR CONDITIONAL CE MARKED TWILL TRACH TIE INTEGRATED 15MM CONNECTOR STERILE PEDIATRIC LATEX FREE PORTEX BIVONA | Silicone | EA | 1 | 155.66 | 163.45 | 172.84 | 183.34 | 193.65 | 11 | 11349.1 | 64 | Alternative | 83% | Medtronic Minimally Invasive | 45PEF | TUBE TRACHEOSTOMY SIZE 4.5 L42MM OD6.7MM ID4.5MM WHITE POLYVINYLCHLORIDE DEHP FREE CUFFLESS INTEGRATED CONNECTOR TRANSPARENT FLANGE TAPE TIE RECESS PROMOTE AIRFLOW FLEXIBLE MR CONDITIONAL PEDIATRIC LATEX FREE DISPOSABLE SHILEY | BX |  | 45.84 | 46.43 | 46.43 | 46.43 | 49.6 | 5 | 10117.24 | 218 | X | X |  | X | X | X | X | X | X | X |  | X |  | X | X | X | X | PVC
| Tubes Tracheostomy/Laryngectomy | ICU Medical Inc | 60HA45 | TUBE TRACHEOSTOMY SIZE 4.5 L75MM OD6.7MM ID4.5MM WHITE SILICONE CUFFLESS ADJUSTABLE FLEXIBLE WIRE REINFORCED MR CONDITIONAL CE MARKED TWILL TRACH TIE INTEGRATED 15MM CONNECTOR STERILE PEDIATRIC LATEX FREE PORTEX BIVONA | Silicone | EA | 1 | 155.66 | 163.45 | 172.84 | 183.34 | 193.65 | 11 | 11349.1 | 64 | Alternative | 83% | Medtronic Minimally Invasive | 45PEF | TUBE TRACHEOSTOMY SIZE 4.5 L42MM OD6.7MM ID4.5MM WHITE POLYVINYLCHLORIDE DEHP FREE CUFFLESS INTEGRATED CONNECTOR TRANSPARENT FLANGE TAPE TIE RECESS PROMOTE AIRFLOW FLEXIBLE MR CONDITIONAL PEDIATRIC LATEX FREE DISPOSABLE SHILEY | PK |  | 46.43 | 46.43 | 46.43 | 46.43 | 46.43 | 2 | 185.72 | 4 | X | X |  | X | X | X | X | X | X | X |  | X |  | X | X | X | X | PVC
| Tubes Tracheostomy/Laryngectomy | ICU Medical Inc | 60HA45 | TUBE TRACHEOSTOMY SIZE 4.5 L75MM OD6.7MM ID4.5MM WHITE SILICONE CUFFLESS ADJUSTABLE FLEXIBLE WIRE REINFORCED MR CONDITIONAL CE MARKED TWILL TRACH TIE INTEGRATED 15MM CONNECTOR STERILE PEDIATRIC LATEX FREE PORTEX BIVONA | Silicone | EA | 1 | 155.66 | 163.45 | 172.84 | 183.34 | 193.65 | 11 | 11349.1 | 64 | Alternative | 83% | Medtronic Minimally Invasive | 45NEF | TUBE TRACHEOSTOMY SIZE 4.5 L36MM OD6.7MM ID4.5MM WHITE POLYVINYLCHLORIDE DEHP FREE CUFFLESS INTEGRATED CONNECTOR TRANSPARENT FLANGE TAPE TIE RECESS PROMOTE AIRFLOW FLEXIBLE MR CONDITIONAL NEONATAL LATEX FREE DISPOSABLE SHILEY | BX |  | 27.08 | 27.08 | 27.08 | 27.08 | 27.08 | 1 | 54.16 | 2 | X | X |  | X | X | X | X | X | X | X |  | X |  | X | X | X | X | PVC
| Tubes Tracheostomy/Laryngectomy | ICU Medical Inc | 60HA45 | TUBE TRACHEOSTOMY SIZE 4.5 L75MM OD6.7MM ID4.5MM WHITE SILICONE CUFFLESS ADJUSTABLE FLEXIBLE WIRE REINFORCED MR CONDITIONAL CE MARKED TWILL TRACH TIE INTEGRATED 15MM CONNECTOR STERILE PEDIATRIC LATEX FREE PORTEX BIVONA | Silicone | EA | 1 | 155.66 | 163.45 | 172.84 | 183.34 | 193.65 | 11 | 11349.1 | 64 | Alternative | 83% | Medtronic Minimally Invasive | 45NEFP | TUBE TRACHEOSTOMY SIZE 4.5 L36MM OD6.7MM ID4.5MM WHITE POLYVINYLCHLORIDE DEHP FREE CUFFLESS INTEGRATED CONNECTOR TRANSPARENT FLANGE TAPE TIE RECESS PROMOTE AIRFLOW FLEXIBLE MR CONDITIONAL NEONATAL LATEX FREE DISPOSABLE SHILEY | [10 empty] | X | X |  | X | X | X | X | X | X | X |  | X |  | X | X | X | X | PVC
| Tubes Tracheostomy/Laryngectomy | ICU Medical Inc | 60HA45 | TUBE TRACHEOSTOMY SIZE 4.5 L75MM OD6.7MM ID4.5MM WHITE SILICONE CUFFLESS ADJUSTABLE FLEXIBLE WIRE REINFORCED MR CONDITIONAL CE MARKED TWILL TRACH TIE INTEGRATED 15MM CONNECTOR STERILE PEDIATRIC LATEX FREE PORTEX BIVONA | Silicone | EA | 1 | 155.66 | 163.45 | 172.84 | 183.34 | 193.65 | 11 | 11349.1 | 64 | Alternative | 83% | Medtronic Minimally Invasive | 45PEFP | TUBE TRACHEOSTOMY SIZE 4.5 L42MM OD6.7MM ID4.5MM WHITE POLYVINYLCHLORIDE DEHP FREE CUFFLESS INTEGRATED CONNECTOR TRANSPARENT FLANGE TAPE TIE RECESS PROMOTE AIRFLOW FLEXIBLE MR CONDITIONAL PEDIATRIC LATEX FREE DISPOSABLE SHILEY | [10 empty] | X | X |  | X | X | X | X | X | X | X |  | X |  | X | X | X | X | PVC
| Tubes Tracheostomy/Laryngectomy | ICU Medical Inc | 60HA45 | TUBE TRACHEOSTOMY SIZE 4.5 L75MM OD6.7MM ID4.5MM WHITE SILICONE CUFFLESS ADJUSTABLE FLEXIBLE WIRE REINFORCED MR CONDITIONAL CE MARKED TWILL TRACH TIE INTEGRATED 15MM CONNECTOR STERILE PEDIATRIC LATEX FREE PORTEX BIVONA | Silicone | EA | 1 | 155.66 | 163.45 | 172.84 | 183.34 | 193.65 | 11 | 11349.1 | 64 | Alternative | 81% | Tracoe | 37145 | TUBE TRACHEOSTOMY SIZE 4.5 L42MM OD6.6MM ID4.5MM WHITE SILICONE DEHP FREE CUFFLESS KINK RESISTANT EXTENDED LENGTH THERMALLY STABLE NECK STRAP RING OBTURATOR MR CONDITIONAL RADIOPAQUE VERY SOFT TUBE TIP STERILE PEDIATRIC LATEX FREE TRACOE Silcosoft | EA | 1 | 68 | 68 | 91 | 91 | 91 | 3 | 4503 | 51 | X | X |  | X | X | X | X | X | X | X |  | X | X |  | X | X |  | Silicone
| Tubes Tracheostomy/Laryngectomy | ICU Medical Inc | 60HA45 | TUBE TRACHEOSTOMY SIZE 4.5 L75MM OD6.7MM ID4.5MM WHITE SILICONE CUFFLESS ADJUSTABLE FLEXIBLE WIRE REINFORCED MR CONDITIONAL CE MARKED TWILL TRACH TIE INTEGRATED 15MM CONNECTOR STERILE PEDIATRIC LATEX FREE PORTEX BIVONA | Silicone | EA | 1 | 155.66 | 163.45 | 172.84 | 183.34 | 193.65 | 11 | 11349.1 | 64 | Alternative | 81% | Tracoe | 37045 | TUBE TRACHEOSTOMY SIZE 4.5 L42MM OD6.6MM ID4.5MM WHITE SILICONE DEHP FREE CUFFLESS KINK RESISTANT THERMALLY STABLE NECK STRAP RING OBTURATOR MR CONDITIONAL RADIOPAQUE VERY SOFT TUBE TIP STERILE PEDIATRIC LATEX FREE TRACOE Silcosoft | EA | 1 | 63 | 63 | 63 | 68 | 68 | 2 | 1348 | 21 | X | X |  | X | X | X | X | X | X | X |  | X | X |  | X | X |  | Silicone
| Tubes Tracheostomy/Laryngectomy | ICU Medical Inc | 60HA45 | TUBE TRACHEOSTOMY SIZE 4.5 L75MM OD6.7MM ID4.5MM WHITE SILICONE CUFFLESS ADJUSTABLE FLEXIBLE WIRE REINFORCED MR CONDITIONAL CE MARKED TWILL TRACH TIE INTEGRATED 15MM CONNECTOR STERILE PEDIATRIC LATEX FREE PORTEX BIVONA | Silicone | EA | 1 | 155.66 | 163.45 | 172.84 | 183.34 | 193.65 | 11 | 11349.1 | 64 | Alternative | 81% | Tracoe | 37045 | TUBE TRACHEOSTOMY SIZE 4.5 L42MM OD6.6MM ID4.5MM WHITE SILICONE DEHP FREE CUFFLESS KINK RESISTANT THERMALLY STABLE NECK STRAP RING OBTURATOR MR CONDITIONAL RADIOPAQUE VERY SOFT TUBE TIP STERILE PEDIATRIC LATEX FREE TRACOE Silcosoft | BX |  | 68 | 68 | 68 | 68 | 68 | 1 | 204 | 3 | X | X |  | X | X | X | X | X | X | X |  | X | X |  | X | X |  | Silicone
| Tubes Tracheostomy/Laryngectomy | ICU Medical Inc | 60HA50 | TUBE TRACHEOSTOMY SIZE 5.0 L80MM OD7.3MM ID5MM WHITE SILICONE CUFFLESS ADJUSTABLE FLEXIBLE WIRE REINFORCED MR CONDITIONAL CE MARKED TWILL TRACH TIE INTEGRATED 15MM CONNECTOR STERILE PEDIATRIC LATEX FREE PORTEX BIVONA | Silicone | EA | 1 | 163.44 | 163.44 | 168.5 | 177.41 | 185.43 | 12 | 11062.81 | 62 | Alternative | 83% | Medtronic Minimally Invasive | 50PEF | TUBE TRACHEOSTOMY SIZE 5.0 L44MM OD7.3MM ID5MM WHITE POLYVINYLCHLORIDE DEHP FREE CUFFLESS INTEGRATED CONNECTOR TRANSPARENT FLANGE TAPE TIE RECESS PROMOTE AIRFLOW FLEXIBLE MR CONDITIONAL PEDIATRIC LATEX FREE DISPOSABLE SHILEY | EA | 1 | 39.91 | 45.07 | 45.96 | 46.75 | 54.44 | 100 | 38878.65 | 831 | X | X |  | X | X | X | X | X | X | X |  | X |  | X | X | X | X | PVC
| Tubes Tracheostomy/Laryngectomy | ICU Medical Inc | 60HA50 | TUBE TRACHEOSTOMY SIZE 5.0 L80MM OD7.3MM ID5MM WHITE SILICONE CUFFLESS ADJUSTABLE FLEXIBLE WIRE REINFORCED MR CONDITIONAL CE MARKED TWILL TRACH TIE INTEGRATED 15MM CONNECTOR STERILE PEDIATRIC LATEX FREE PORTEX BIVONA | Silicone | EA | 1 | 163.44 | 163.44 | 168.5 | 177.41 | 185.43 | 12 | 11062.81 | 62 | Alternative | 83% | Medtronic Minimally Invasive | 50PELF | TUBE TRACHEOSTOMY SIZE 5.0 L50MM OD7.3MM ID5MM WHITE POLYVINYLCHLORIDE DEHP FREE EXTRA LONG CUFFLESS INTEGRATED CONNECTOR TRANSPARENT FLANGE TAPE TIE RECESS PROMOTE AIRFLOW FLEXIBLE MR CONDITIONAL PEDIATRIC LATEX FREE DISPOSABLE SHILEY | EA | 1 | 39.91 | 44.8 | 46.43 | 47.8229 | 53.09 | 13 | 3124.1038 | 67 | X | X |  | X | X | X | X | X | X | X |  | X |  | X | X | X | X | PVC
| Tubes Tracheostomy/Laryngectomy | ICU Medical Inc | 60HA50 | TUBE TRACHEOSTOMY SIZE 5.0 L80MM OD7.3MM ID5MM WHITE SILICONE CUFFLESS ADJUSTABLE FLEXIBLE WIRE REINFORCED MR CONDITIONAL CE MARKED TWILL TRACH TIE INTEGRATED 15MM CONNECTOR STERILE PEDIATRIC LATEX FREE PORTEX BIVONA | Silicone | EA | 1 | 163.44 | 163.44 | 168.5 | 177.41 | 185.43 | 12 | 11062.81 | 62 | Alternative | 83% | Medtronic Minimally Invasive | 50PEF | TUBE TRACHEOSTOMY SIZE 5.0 L44MM OD7.3MM ID5MM WHITE POLYVINYLCHLORIDE DEHP FREE CUFFLESS INTEGRATED CONNECTOR TRANSPARENT FLANGE TAPE TIE RECESS PROMOTE AIRFLOW FLEXIBLE MR CONDITIONAL PEDIATRIC LATEX FREE DISPOSABLE SHILEY | BX |  | 40.31 | 45.5 | 45.95 | 46.43 | 53.09 | 11 | 7217.81 | 156 | X | X |  | X | X | X | X | X | X | X |  | X |  | X | X | X | X | PVC
| Tubes Tracheostomy/Laryngectomy | ICU Medical Inc | 60HA50 | TUBE TRACHEOSTOMY SIZE 5.0 L80MM OD7.3MM ID5MM WHITE SILICONE CUFFLESS ADJUSTABLE FLEXIBLE WIRE REINFORCED MR CONDITIONAL CE MARKED TWILL TRACH TIE INTEGRATED 15MM CONNECTOR STERILE PEDIATRIC LATEX FREE PORTEX BIVONA | Silicone | EA | 1 | 163.44 | 163.44 | 168.5 | 177.41 | 185.43 | 12 | 11062.81 | 62 | Alternative | 83% | Medtronic Minimally Invasive | 50PELF | TUBE TRACHEOSTOMY SIZE 5.0 L50MM OD7.3MM ID5MM WHITE POLYVINYLCHLORIDE DEHP FREE EXTRA LONG CUFFLESS INTEGRATED CONNECTOR TRANSPARENT FLANGE TAPE TIE RECESS PROMOTE AIRFLOW FLEXIBLE MR CONDITIONAL PEDIATRIC LATEX FREE DISPOSABLE SHILEY | BX |  | 46.43 | 46.43 | 46.43 | 46.43 | 46.43 | 1 | 185.72 | 4 | X | X |  | X | X | X | X | X | X | X |  | X |  | X | X | X | X | PVC
| Tubes Tracheostomy/Laryngectomy | ICU Medical Inc | 60HA50 | TUBE TRACHEOSTOMY SIZE 5.0 L80MM OD7.3MM ID5MM WHITE SILICONE CUFFLESS ADJUSTABLE FLEXIBLE WIRE REINFORCED MR CONDITIONAL CE MARKED TWILL TRACH TIE INTEGRATED 15MM CONNECTOR STERILE PEDIATRIC LATEX FREE PORTEX BIVONA | Silicone | EA | 1 | 163.44 | 163.44 | 168.5 | 177.41 | 185.43 | 12 | 11062.81 | 62 | Alternative | 83% | Medtronic Minimally Invasive | 50PEFP | TUBE TRACHEOSTOMY SIZE 5.0 L44MM OD7.3MM ID5MM WHITE POLYVINYLCHLORIDE DEHP FREE CUFFLESS INTEGRATED CONNECTOR TRANSPARENT FLANGE TAPE TIE RECESS PROMOTE AIRFLOW FLEXIBLE MR CONDITIONAL PEDIATRIC LATEX FREE DISPOSABLE SHILEY | [10 empty] | X | X |  | X | X | X | X | X | X | X |  | X |  | X | X | X | X | PVC
| Tubes Tracheostomy/Laryngectomy | ICU Medical Inc | 60HA50 | TUBE TRACHEOSTOMY SIZE 5.0 L80MM OD7.3MM ID5MM WHITE SILICONE CUFFLESS ADJUSTABLE FLEXIBLE WIRE REINFORCED MR CONDITIONAL CE MARKED TWILL TRACH TIE INTEGRATED 15MM CONNECTOR STERILE PEDIATRIC LATEX FREE PORTEX BIVONA | Silicone | EA | 1 | 163.44 | 163.44 | 168.5 | 177.41 | 185.43 | 12 | 11062.81 | 62 | Alternative | 81% | Tracoe | 37050 | TUBE TRACHEOSTOMY SIZE 5.0 L44MM OD7.3MM ID5MM WHITE SILICONE DEHP FREE CUFFLESS KINK RESISTANT THERMALLY STABLE NECK STRAP RING OBTURATOR MR CONDITIONAL RADIOPAQUE VERY SOFT TUBE TIP STERILE PEDIATRIC LATEX FREE TRACOE Silcosoft | EA | 1 | 63 | 63 | 63 | 68 | 68 | 2 | 1373 | 21 | X | X |  | X | X | X | X | X | X | X |  | X | X |  | X | X |  | Silicone
| Tubes Tracheostomy/Laryngectomy | ICU Medical Inc | 60HA50 | TUBE TRACHEOSTOMY SIZE 5.0 L80MM OD7.3MM ID5MM WHITE SILICONE CUFFLESS ADJUSTABLE FLEXIBLE WIRE REINFORCED MR CONDITIONAL CE MARKED TWILL TRACH TIE INTEGRATED 15MM CONNECTOR STERILE PEDIATRIC LATEX FREE PORTEX BIVONA | Silicone | EA | 1 | 163.44 | 163.44 | 168.5 | 177.41 | 185.43 | 12 | 11062.81 | 62 | Alternative | 81% | Tracoe | 37150 | TUBE TRACHEOSTOMY SIZE 5.0 L44MM OD7.3MM ID5MM WHITE SILICONE DEHP FREE CUFFLESS KINK RESISTANT EXTENDED LENGTH THERMALLY STABLE NECK STRAP RING OBTURATOR MR CONDITIONAL RADIOPAQUE VERY SOFT TUBE TIP STERILE PEDIATRIC LATEX FREE TRACOE Silcosoft | EA | 1 | 91 | 91 | 91 | 91 | 91 | 2 | 1911 | 21 | X | X |  | X | X | X | X | X | X | X |  | X | X |  | X | X |  | Silicone
| Tubes Tracheostomy/Laryngectomy | ICU Medical Inc | 60HA55 | TUBE TRACHEOSTOMY SIZE 5.5 L85MM OD8MM ID6MM WHITE SILICONE CUFFLESS ADJUSTABLE FLEXIBLE WIRE REINFORCED MR CONDITIONAL CE MARKED TWILL TRACH TIE INTEGRATED 15MM CONNECTOR STERILE PEDIATRIC LATEX FREE PORTEX BIVONA | Silicone | EA | 1 | 163.44 | 164.61 | 172.84 | 183.35 | 195.87 | 10 | 10332.84 | 57 | Alternative | 83% | Medtronic Minimally Invasive | 55PEF | TUBE TRACHEOSTOMY SIZE 5.5 L46MM OD7.9MM ID5.5MM WHITE POLYVINYLCHLORIDE DEHP FREE CUFFLESS INTEGRATED CONNECTOR TRANSPARENT FLANGE TAPE TIE RECESS PROMOTE AIRFLOW FLEXIBLE MR CONDITIONAL PEDIATRIC LATEX FREE DISPOSABLE SHILEY | EA | 1 | 39.91 | 45.5 | 46.42 | 46.75 | 54.68 | 69 | 24512.4963 | 523 | X | X |  | X | X | X | X | X | X | X |  | X |  | X | X | X | X | PVC
| Tubes Tracheostomy/Laryngectomy | ICU Medical Inc | 60HA55 | TUBE TRACHEOSTOMY SIZE 5.5 L85MM OD8MM ID6MM WHITE SILICONE CUFFLESS ADJUSTABLE FLEXIBLE WIRE REINFORCED MR CONDITIONAL CE MARKED TWILL TRACH TIE INTEGRATED 15MM CONNECTOR STERILE PEDIATRIC LATEX FREE PORTEX BIVONA | Silicone | EA | 1 | 163.44 | 164.61 | 172.84 | 183.35 | 195.87 | 10 | 10332.84 | 57 | Alternative | 83% | Medtronic Minimally Invasive | 55PELF | TUBE TRACHEOSTOMY SIZE 5.5 L52MM OD7.9MM ID5.5MM WHITE POLYVINYLCHLORIDE DEHP FREE EXTRA LONG CUFFLESS INTEGRATED CONNECTOR TRANSPARENT FLANGE TAPE TIE RECESS PROMOTE AIRFLOW FLEXIBLE MR CONDITIONAL PEDIATRIC LATEX FREE DISPOSABLE SHILEY | EA | 1 | 39.91 | 40.25 | 45.95 | 46.43 | 53.09 | 8 | 1180.44 | 25 | X | X |  | X | X | X | X | X | X | X |  | X |  | X | X | X | X | PVC
| Tubes Tracheostomy/Laryngectomy | ICU Medical Inc | 60HA55 | TUBE TRACHEOSTOMY SIZE 5.5 L85MM OD8MM ID6MM WHITE SILICONE CUFFLESS ADJUSTABLE FLEXIBLE WIRE REINFORCED MR CONDITIONAL CE MARKED TWILL TRACH TIE INTEGRATED 15MM CONNECTOR STERILE PEDIATRIC LATEX FREE PORTEX BIVONA | Silicone | EA | 1 | 163.44 | 164.61 | 172.84 | 183.35 | 195.87 | 10 | 10332.84 | 57 | Alternative | 83% | Medtronic Minimally Invasive | 55PEF | TUBE TRACHEOSTOMY SIZE 5.5 L46MM OD7.9MM ID5.5MM WHITE POLYVINYLCHLORIDE DEHP FREE CUFFLESS INTEGRATED CONNECTOR TRANSPARENT FLANGE TAPE TIE RECESS PROMOTE AIRFLOW FLEXIBLE MR CONDITIONAL PEDIATRIC LATEX FREE DISPOSABLE SHILEY | BX |  | 27.08 | 27.08 | 27.08 | 46.43 | 46.43 | 2 | 4762.94 | 103 | X | X |  | X | X | X | X | X | X | X |  | X |  | X | X | X | X | PVC
| Tubes Tracheostomy/Laryngectomy | ICU Medical Inc | 60HA55 | TUBE TRACHEOSTOMY SIZE 5.5 L85MM OD8MM ID6MM WHITE SILICONE CUFFLESS ADJUSTABLE FLEXIBLE WIRE REINFORCED MR CONDITIONAL CE MARKED TWILL TRACH TIE INTEGRATED 15MM CONNECTOR STERILE PEDIATRIC LATEX FREE PORTEX BIVONA | Silicone | EA | 1 | 163.44 | 164.61 | 172.84 | 183.35 | 195.87 | 10 | 10332.84 | 57 | Alternative | 83% | Medtronic Minimally Invasive | 55PEF | TUBE TRACHEOSTOMY SIZE 5.5 L46MM OD7.9MM ID5.5MM WHITE POLYVINYLCHLORIDE DEHP FREE CUFFLESS INTEGRATED CONNECTOR TRANSPARENT FLANGE TAPE TIE RECESS PROMOTE AIRFLOW FLEXIBLE MR CONDITIONAL PEDIATRIC LATEX FREE DISPOSABLE SHILEY | CS |  | 43.38 | 43.38 | 43.38 | 43.38 | 43.38 | 1 | 86.76 | 2 | X | X |  | X | X | X | X | X | X | X |  | X |  | X | X | X | X | PVC
| Tubes Tracheostomy/Laryngectomy | ICU Medical Inc | 60HA55 | TUBE TRACHEOSTOMY SIZE 5.5 L85MM OD8MM ID6MM WHITE SILICONE CUFFLESS ADJUSTABLE FLEXIBLE WIRE REINFORCED MR CONDITIONAL CE MARKED TWILL TRACH TIE INTEGRATED 15MM CONNECTOR STERILE PEDIATRIC LATEX FREE PORTEX BIVONA | Silicone | EA | 1 | 163.44 | 164.61 | 172.84 | 183.35 | 195.87 | 10 | 10332.84 | 57 | Alternative | 83% | Medtronic Minimally Invasive | 55PELF | TUBE TRACHEOSTOMY SIZE 5.5 L52MM OD7.9MM ID5.5MM WHITE POLYVINYLCHLORIDE DEHP FREE EXTRA LONG CUFFLESS INTEGRATED CONNECTOR TRANSPARENT FLANGE TAPE TIE RECESS PROMOTE AIRFLOW FLEXIBLE MR CONDITIONAL PEDIATRIC LATEX FREE DISPOSABLE SHILEY | BX |  | 46.43 | 46.43 | 46.43 | 46.43 | 46.43 | 1 | 278.58 | 6 | X | X |  | X | X | X | X | X | X | X |  | X |  | X | X | X | X | PVC
| Tubes Tracheostomy/Laryngectomy | ICU Medical Inc | 60HA55 | TUBE TRACHEOSTOMY SIZE 5.5 L85MM OD8MM ID6MM WHITE SILICONE CUFFLESS ADJUSTABLE FLEXIBLE WIRE REINFORCED MR CONDITIONAL CE MARKED TWILL TRACH TIE INTEGRATED 15MM CONNECTOR STERILE PEDIATRIC LATEX FREE PORTEX BIVONA | Silicone | EA | 1 | 163.44 | 164.61 | 172.84 | 183.35 | 195.87 | 10 | 10332.84 | 57 | Alternative | 83% | Medtronic Minimally Invasive | 55PEFP | TUBE TRACHEOSTOMY SIZE 5.5 L46MM OD7.9MM ID5.5MM WHITE POLYVINYLCHLORIDE DEHP FREE CUFFLESS INTEGRATED CONNECTOR TRANSPARENT FLANGE TAPE TIE RECESS PROMOTE AIRFLOW FLEXIBLE MR CONDITIONAL PEDIATRIC LATEX FREE DISPOSABLE SHILEY | [10 empty] | X | X |  | X | X | X | X | X | X | X |  | X |  | X | X | X | X | PVC
| Tubes Tracheostomy/Laryngectomy | ICU Medical Inc | 65SN025 | TUBE TRACHEOSTOMY SIZE 2.5 L30MM OD4MM ID2.5MM WHITE SILICONE SECURE CUFF STRAIGHT FLANGE FLEXIBLE ADJUSTABLE OBTURATOR TRACH TIE MR CONDITIONAL KINK RESISTANT CE MARKED STERILE NEONATAL LATEX FREE PORTEX BIVONA AIRE-CUF | Silicone | EA | 1 | 171.82 | 171.82 | 173.05 | 186.5 | 186.5 | 3 | 7147.04 | 38 | Alternative | 90% | Medtronic Minimally Invasive | 25NCF | TUBE TRACHEOSTOMY SIZE 2.5 L30MM OD4.2MM ID2.5MM WHITE POLYVINYLCHLORIDE DEHP FREE TAPERGUARD CUFF INTEGRATED CONNECTOR TRANSPARENT FLANGE TAPE TIE RECESS PROMOTE AIRFLOW FLEXIBLE MR CONDITIONAL NEONATAL LATEX FREE DISPOSABLE SHILEY | EA | 1 | 46.63 | 58.67 | 60.54 | 69.03 | 72.12 | 9 | 3639.6502 | 59 | X | X | X | X | X | X | X |  | X | X | X | X | X |  | X | X | X | PVC
| Tubes Tracheostomy/Laryngectomy | ICU Medical Inc | 65SN025 | TUBE TRACHEOSTOMY SIZE 2.5 L30MM OD4MM ID2.5MM WHITE SILICONE SECURE CUFF STRAIGHT FLANGE FLEXIBLE ADJUSTABLE OBTURATOR TRACH TIE MR CONDITIONAL KINK RESISTANT CE MARKED STERILE NEONATAL LATEX FREE PORTEX BIVONA AIRE-CUF | Silicone | EA | 1 | 171.82 | 171.82 | 173.05 | 186.5 | 186.5 | 3 | 7147.04 | 38 | Alternative | 90% | Medtronic Minimally Invasive | 25NCF | TUBE TRACHEOSTOMY SIZE 2.5 L30MM OD4.2MM ID2.5MM WHITE POLYVINYLCHLORIDE DEHP FREE TAPERGUARD CUFF INTEGRATED CONNECTOR TRANSPARENT FLANGE TAPE TIE RECESS PROMOTE AIRFLOW FLEXIBLE MR CONDITIONAL NEONATAL LATEX FREE DISPOSABLE SHILEY | BX |  | 66.94 | 66.94 | 66.94 | 66.94 | 66.94 | 1 | 937.16 | 14 | X | X | X | X | X | X | X |  | X | X | X | X | X |  | X | X | X | PVC
| Tubes Tracheostomy/Laryngectomy | ICU Medical Inc | 65SN025 | TUBE TRACHEOSTOMY SIZE 2.5 L30MM OD4MM ID2.5MM WHITE SILICONE SECURE CUFF STRAIGHT FLANGE FLEXIBLE ADJUSTABLE OBTURATOR TRACH TIE MR CONDITIONAL KINK RESISTANT CE MARKED STERILE NEONATAL LATEX FREE PORTEX BIVONA AIRE-CUF | Silicone | EA | 1 | 171.82 | 171.82 | 173.05 | 186.5 | 186.5 | 3 | 7147.04 | 38 | Alternative | 81% | Medtronic Minimally Invasive | 25PCF | TUBE TRACHEOSTOMY SIZE 2.5 L39MM OD4.2MM ID2.5MM WHITE POLYVINYLCHLORIDE DEHP FREE TAPERGUARD CUFF INTEGRATED CONNECTOR TRANSPARENT FLANGE TAPE TIE RECESS PROMOTE AIRFLOW FLEXIBLE MR CONDITIONAL PEDIATRIC LATEX FREE DISPOSABLE SHILEY | EA | 1 | 45.2317 | 46.63 | 58.95 | 69.03 | 71.86 | 11 | 4681.9602 | 76 | X | X |  | X | X | X | X |  | X | X | X | X | X |  | X | X | X | PVC
| Tubes Tracheostomy/Laryngectomy | ICU Medical Inc | 65SN025 | TUBE TRACHEOSTOMY SIZE 2.5 L30MM OD4MM ID2.5MM WHITE SILICONE SECURE CUFF STRAIGHT FLANGE FLEXIBLE ADJUSTABLE OBTURATOR TRACH TIE MR CONDITIONAL KINK RESISTANT CE MARKED STERILE NEONATAL LATEX FREE PORTEX BIVONA AIRE-CUF | Silicone | EA | 1 | 171.82 | 171.82 | 173.05 | 186.5 | 186.5 | 3 | 7147.04 | 38 | Alternative | 81% | Medtronic Minimally Invasive | 25NEF | TUBE TRACHEOSTOMY SIZE 2.5 L30MM OD4.2MM ID2.5MM WHITE POLYVINYLCHLORIDE DEHP FREE CUFFLESS INTEGRATED CONNECTOR TRANSPARENT FLANGE TAPE TIE RECESS PROMOTE AIRFLOW FLEXIBLE MR CONDITIONAL NEONATAL LATEX FREE DISPOSABLE SHILEY | EA | 1 | 31.35 | 31.85 | 45.5 | 45.95 | 50 | 7 | 1496.75 | 43 | X | X | X | X | X |  | X |  | X | X | X | X | X |  | X | X | X | PVC
| Tubes Tracheostomy/Laryngectomy | ICU Medical Inc | 65SN025 | TUBE TRACHEOSTOMY SIZE 2.5 L30MM OD4MM ID2.5MM WHITE SILICONE SECURE CUFF STRAIGHT FLANGE FLEXIBLE ADJUSTABLE OBTURATOR TRACH TIE MR CONDITIONAL KINK RESISTANT CE MARKED STERILE NEONATAL LATEX FREE PORTEX BIVONA AIRE-CUF | Silicone | EA | 1 | 171.82 | 171.82 | 173.05 | 186.5 | 186.5 | 3 | 7147.04 | 38 | Alternative | 81% | Medtronic Minimally Invasive | 25NEF | TUBE TRACHEOSTOMY SIZE 2.5 L30MM OD4.2MM ID2.5MM WHITE POLYVINYLCHLORIDE DEHP FREE CUFFLESS INTEGRATED CONNECTOR TRANSPARENT FLANGE TAPE TIE RECESS PROMOTE AIRFLOW FLEXIBLE MR CONDITIONAL NEONATAL LATEX FREE DISPOSABLE SHILEY | BX |  | 47.0104 | 47.0104 | 47.0104 | 47.0104 | 47.0104 | 1 | 705.156 | 15 | X | X | X | X | X |  | X |  | X | X | X | X | X |  | X | X | X | PVC
| Tubes Tracheostomy/Laryngectomy | ICU Medical Inc | 65SN030 | TUBE TRACHEOSTOMY SIZE 3.0 L32MM OD4.7MM ID3MM WHITE SILICONE SECURE CUFF STRAIGHT FLANGE FLEXIBLE ADJUSTABLE OBTURATOR TRACH TIE MR CONDITIONAL KINK RESISTANT CE MARKED STERILE NEONATAL LATEX FREE PORTEX BIVONA AIRE-CUF | Silicone | EA | 1 | 171.82 | 171.82 | 171.82 | 186.5 | 186.5 | 3 | 7898.31 | 42 | Alternative | 81% | Medtronic Minimally Invasive | 30PCF | TUBE TRACHEOSTOMY SIZE 3.0 L39MM OD4.8MM ID3MM WHITE POLYVINYLCHLORIDE DEHP FREE TAPERGUARD CUFF INTEGRATED CONNECTOR TRANSPARENT FLANGE TAPE TIE RECESS PROMOTE AIRFLOW FLEXIBLE MR CONDITIONAL PEDIATRIC LATEX FREE DISPOSABLE SHILEY | EA | 1 | 46.63 | 60.87 | 64.99 | 66.95 | 73.84 | 24 | 14296.37 | 223 | X | X |  | X | X | X | X |  | X | X | X | X | X |  | X | X | X | PVC
| Tubes Tracheostomy/Laryngectomy | ICU Medical Inc | 65SN030 | TUBE TRACHEOSTOMY SIZE 3.0 L32MM OD4.7MM ID3MM WHITE SILICONE SECURE CUFF STRAIGHT FLANGE FLEXIBLE ADJUSTABLE OBTURATOR TRACH TIE MR CONDITIONAL KINK RESISTANT CE MARKED STERILE NEONATAL LATEX FREE PORTEX BIVONA AIRE-CUF | Silicone | EA | 1 | 171.82 | 171.82 | 171.82 | 186.5 | 186.5 | 3 | 7898.31 | 42 | Alternative | 81% | Medtronic Minimally Invasive | 30NCF | TUBE TRACHEOSTOMY SIZE 3.0 L30MM OD4.8MM ID3MM WHITE POLYVINYLCHLORIDE DEHP FREE TAPERGUARD CUFF INTEGRATED CONNECTOR TRANSPARENT FLANGE TAPE TIE RECESS PROMOTE AIRFLOW FLEXIBLE MR CONDITIONAL NEONATAL LATEX FREE DISPOSABLE SHILEY | EA | 1 | 45.8967 | 58.67 | 60.54 | 65 | 70.32 | 20 | 11741.6701 | 183 | X | X |  | X | X | X | X |  | X | X | X | X | X |  | X | X | X | PVC
| Tubes Tracheostomy/Laryngectomy | ICU Medical Inc | 65SN030 | TUBE TRACHEOSTOMY SIZE 3.0 L32MM OD4.7MM ID3MM WHITE SILICONE SECURE CUFF STRAIGHT FLANGE FLEXIBLE ADJUSTABLE OBTURATOR TRACH TIE MR CONDITIONAL KINK RESISTANT CE MARKED STERILE NEONATAL LATEX FREE PORTEX BIVONA AIRE-CUF | Silicone | EA | 1 | 171.82 | 171.82 | 171.82 | 186.5 | 186.5 | 3 | 7898.31 | 42 | Alternative | 79% | Tracoe | 36330 | TUBE TRACHEOSTOMY SIZE 3.0 L32MM OD4.9MM ID3MM WHITE SILICONE DEHP FREE KINK RESISTANT EXTENDED LENGTH THERMALLY STABLE NECK STRAP RING OBTURATOR MR CONDITIONAL RADIOPAQUE VERY SOFT TUBE TIP STERILE NEONATAL LATEX FREE TRACOE Silcosoft | EA | 1 | 204 | 204 | 206 | 206 | 206 | 3 | 23840 | 116 | X | X | X | X | X |  | X |  | X | X | X | X |  | X | X | X |  | Silicone
| Tubes Tracheostomy/Laryngectomy | ICU Medical Inc | 65SN030 | TUBE TRACHEOSTOMY SIZE 3.0 L32MM OD4.7MM ID3MM WHITE SILICONE SECURE CUFF STRAIGHT FLANGE FLEXIBLE ADJUSTABLE OBTURATOR TRACH TIE MR CONDITIONAL KINK RESISTANT CE MARKED STERILE NEONATAL LATEX FREE PORTEX BIVONA AIRE-CUF | Silicone | EA | 1 | 171.82 | 171.82 | 171.82 | 186.5 | 186.5 | 3 | 7898.31 | 42 | Alternative | 79% | Tracoe | 36130 | TUBE TRACHEOSTOMY SIZE 3.0 L32MM OD4.9MM ID3MM WHITE SILICONE DEHP FREE CUFFLESS KINK RESISTANT EXTENDED LENGTH THERMALLY STABLE NECK STRAP RING OBTURATOR MR CONDITIONAL RADIOPAQUE VERY SOFT TUBE TIP STERILE NEONATAL LATEX FREE TRACOE Silcosoft | EA | 1 | 128.5 | 128.5 | 129 | 133 | 133 | 3 | 6701 | 52 | X | X | X | X | X |  | X |  | X | X | X | X |  | X | X | X |  | Silicone
| Tubes Tracheostomy/Laryngectomy | ICU Medical Inc | 65SN030 | TUBE TRACHEOSTOMY SIZE 3.0 L32MM OD4.7MM ID3MM WHITE SILICONE SECURE CUFF STRAIGHT FLANGE FLEXIBLE ADJUSTABLE OBTURATOR TRACH TIE MR CONDITIONAL KINK RESISTANT CE MARKED STERILE NEONATAL LATEX FREE PORTEX BIVONA AIRE-CUF | Silicone | EA | 1 | 171.82 | 171.82 | 171.82 | 186.5 | 186.5 | 3 | 7898.31 | 42 | Alternative | 79% | Tracoe | 36230 | TUBE TRACHEOSTOMY SIZE 3.0 L32MM OD4.9MM ID3MM WHITE SILICONE DEHP FREE WATER CUFF KINK RESISTANT THERMALLY STABLE NECK STRAP RING OBTURATOR MR CONDITIONAL RADIOPAQUE VERY SOFT TUBE TIP STERILE NEONATAL LATEX FREE TRACOE Silcosoft | EA | 1 | 183.85 | 183.85 | 183.85 | 183.85 | 183.85 | 1 | 735.4 | 4 | X | X | X | X | X |  | X |  | X | X | X | X |  | X | X | X |  | Silicone
| Tubes Tracheostomy/Laryngectomy | ICU Medical Inc | 65SN030 | TUBE TRACHEOSTOMY SIZE 3.0 L32MM OD4.7MM ID3MM WHITE SILICONE SECURE CUFF STRAIGHT FLANGE FLEXIBLE ADJUSTABLE OBTURATOR TRACH TIE MR CONDITIONAL KINK RESISTANT CE MARKED STERILE NEONATAL LATEX FREE PORTEX BIVONA AIRE-CUF | Silicone | EA | 1 | 171.82 | 171.82 | 171.82 | 186.5 | 186.5 | 3 | 7898.31 | 42 | Alternative | 79% | Tracoe | 36030 | TUBE TRACHEOSTOMY SIZE 3.0 L32MM OD4.9MM ID3MM WHITE SILICONE DEHP FREE CUFFLESS KINK RESISTANT THERMALLY STABLE NECK STRAP RING OBTURATOR MR CONDITIONAL RADIOPAQUE VERY SOFT TUBE TIP STERILE NEONATAL LATEX FREE TRACOE Silcosoft | EA | 1 | 63 | 63 | 63 | 63 | 63 | 1 | 1575 | 25 | X | X | X | X | X |  | X |  | X | X | X | X |  | X | X | X |  | Silicone
| Tubes Tracheostomy/Laryngectomy | ICU Medical Inc | 65SN035 | TUBE TRACHEOSTOMY SIZE 3.5 L34MM OD5.3MM ID3.5MM WHITE SILICONE SECURE CUFF STRAIGHT FLANGE FLEXIBLE ADJUSTABLE OBTURATOR TRACH TIE MR CONDITIONAL KINK RESISTANT CE MARKED STERILE NEONATAL LATEX FREE PORTEX BIVONA AIRE-CUF | Silicone | EA | 1 | 171.82 | 171.82 | 171.82 | 186.5 | 186.5 | 3 | 10106.7 | 54 | Alternative | 81% | Medtronic Minimally Invasive | 35PCF | TUBE TRACHEOSTOMY SIZE 3.5 L40MM OD5.4MM ID3.5MM WHITE POLYVINYLCHLORIDE DEHP FREE TAPERGUARD CUFF INTEGRATED CONNECTOR TRANSPARENT FLANGE TAPE TIE RECESS PROMOTE AIRFLOW FLEXIBLE MR CONDITIONAL PEDIATRIC LATEX FREE DISPOSABLE SHILEY | EA | 1 | 46.63 | 58.67 | 64.98 | 67.65 | 73.84 | 31 | 17597.69 | 276 | X | X |  | X | X | X | X |  | X | X | X | X | X |  | X | X | X | PVC
| Tubes Tracheostomy/Laryngectomy | ICU Medical Inc | 65SN035 | TUBE TRACHEOSTOMY SIZE 3.5 L34MM OD5.3MM ID3.5MM WHITE SILICONE SECURE CUFF STRAIGHT FLANGE FLEXIBLE ADJUSTABLE OBTURATOR TRACH TIE MR CONDITIONAL KINK RESISTANT CE MARKED STERILE NEONATAL LATEX FREE PORTEX BIVONA AIRE-CUF | Silicone | EA | 1 | 171.82 | 171.82 | 171.82 | 186.5 | 186.5 | 3 | 10106.7 | 54 | Alternative | 81% | Medtronic Minimally Invasive | 35NCF | TUBE TRACHEOSTOMY SIZE 3.5 L32MM OD5.4MM ID3.5MM WHITE POLYVINYLCHLORIDE DEHP FREE TAPERGUARD CUFF INTEGRATED CONNECTOR TRANSPARENT FLANGE TAPE TIE RECESS PROMOTE AIRFLOW FLEXIBLE MR CONDITIONAL NEONATAL LATEX FREE DISPOSABLE SHILEY | EA | 1 | 45.8967 | 56.8 | 60.54 | 66.95 | 72.12 | 14 | 5120.9701 | 80 | X | X |  | X | X | X | X |  | X | X | X | X | X |  | X | X | X | PVC
| Tubes Tracheostomy/Laryngectomy | ICU Medical Inc | 65SN035 | TUBE TRACHEOSTOMY SIZE 3.5 L34MM OD5.3MM ID3.5MM WHITE SILICONE SECURE CUFF STRAIGHT FLANGE FLEXIBLE ADJUSTABLE OBTURATOR TRACH TIE MR CONDITIONAL KINK RESISTANT CE MARKED STERILE NEONATAL LATEX FREE PORTEX BIVONA AIRE-CUF | Silicone | EA | 1 | 171.82 | 171.82 | 171.82 | 186.5 | 186.5 | 3 | 10106.7 | 54 | Alternative | 81% | Medtronic Minimally Invasive | 35PCF | TUBE TRACHEOSTOMY SIZE 3.5 L40MM OD5.4MM ID3.5MM WHITE POLYVINYLCHLORIDE DEHP FREE TAPERGUARD CUFF INTEGRATED CONNECTOR TRANSPARENT FLANGE TAPE TIE RECESS PROMOTE AIRFLOW FLEXIBLE MR CONDITIONAL PEDIATRIC LATEX FREE DISPOSABLE SHILEY | BX |  | 56.81 | 56.81 | 56.81 | 56.81 | 56.81 | 1 | 340.86 | 6 | X | X |  | X | X | X | X |  | X | X | X | X | X |  | X | X | X | PVC
| Tubes Tracheostomy/Laryngectomy | ICU Medical Inc | 65SN035 | TUBE TRACHEOSTOMY SIZE 3.5 L34MM OD5.3MM ID3.5MM WHITE SILICONE SECURE CUFF STRAIGHT FLANGE FLEXIBLE ADJUSTABLE OBTURATOR TRACH TIE MR CONDITIONAL KINK RESISTANT CE MARKED STERILE NEONATAL LATEX FREE PORTEX BIVONA AIRE-CUF | Silicone | EA | 1 | 171.82 | 171.82 | 171.82 | 186.5 | 186.5 | 3 | 10106.7 | 54 | Alternative | 79% | Tracoe | 36335 | TUBE TRACHEOSTOMY SIZE 3.5 L34MM OD5.4MM ID3.5MM WHITE SILICONE DEHP FREE KINK RESISTANT EXTENDED LENGTH THERMALLY STABLE NECK STRAP RING OBTURATOR MR CONDITIONAL RADIOPAQUE VERY SOFT TUBE TIP STERILE NEONATAL LATEX FREE TRACOE Silcosoft | EA | 1 | 204 | 206 | 206 | 212 | 212 | 5 | 28356 | 138 | X | X | X | X | X |  | X |  | X | X | X | X |  | X | X | X |  | Silicone
| Tubes Tracheostomy/Laryngectomy | ICU Medical Inc | 65SN035 | TUBE TRACHEOSTOMY SIZE 3.5 L34MM OD5.3MM ID3.5MM WHITE SILICONE SECURE CUFF STRAIGHT FLANGE FLEXIBLE ADJUSTABLE OBTURATOR TRACH TIE MR CONDITIONAL KINK RESISTANT CE MARKED STERILE NEONATAL LATEX FREE PORTEX BIVONA AIRE-CUF | Silicone | EA | 1 | 171.82 | 171.82 | 171.82 | 186.5 | 186.5 | 3 | 10106.7 | 54 | Alternative | 79% | Tracoe | 36135 | TUBE TRACHEOSTOMY SIZE 3.5 L34MM OD5.4MM ID3.5MM WHITE SILICONE DEHP FREE CUFFLESS KINK RESISTANT EXTENDED LENGTH THERMALLY STABLE NECK STRAP RING OBTURATOR MR CONDITIONAL RADIOPAQUE VERY SOFT TUBE TIP STERILE NEONATAL LATEX FREE TRACOE Silcosoft | EA | 1 | 127.25 | 127.25 | 128.5 | 129 | 133 | 4 | 6946 | 54 | X | X | X | X | X |  | X |  | X | X | X | X |  | X | X | X |  | Silicone
| Tubes Tracheostomy/Laryngectomy | ICU Medical Inc | 65SN035 | TUBE TRACHEOSTOMY SIZE 3.5 L34MM OD5.3MM ID3.5MM WHITE SILICONE SECURE CUFF STRAIGHT FLANGE FLEXIBLE ADJUSTABLE OBTURATOR TRACH TIE MR CONDITIONAL KINK RESISTANT CE MARKED STERILE NEONATAL LATEX FREE PORTEX BIVONA AIRE-CUF | Silicone | EA | 1 | 171.82 | 171.82 | 171.82 | 186.5 | 186.5 | 3 | 10106.7 | 54 | Alternative | 79% | Tracoe | 36035 | TUBE TRACHEOSTOMY SIZE 3.5 L34MM OD5.4MM ID3.5MM WHITE SILICONE DEHP FREE CUFFLESS KINK RESISTANT THERMALLY STABLE NECK STRAP RING OBTURATOR MR CONDITIONAL RADIOPAQUE VERY SOFT TUBE TIP STERILE NEONATAL LATEX FREE TRACOE Silcosoft | EA | 1 | 63 | 63 | 63 | 68 | 68 | 3 | 1653 | 26 | X | X | X | X | X |  | X |  | X | X | X | X |  | X | X | X |  | Silicone
| Tubes Tracheostomy/Laryngectomy | ICU Medical Inc | 65SN035 | TUBE TRACHEOSTOMY SIZE 3.5 L34MM OD5.3MM ID3.5MM WHITE SILICONE SECURE CUFF STRAIGHT FLANGE FLEXIBLE ADJUSTABLE OBTURATOR TRACH TIE MR CONDITIONAL KINK RESISTANT CE MARKED STERILE NEONATAL LATEX FREE PORTEX BIVONA AIRE-CUF | Silicone | EA | 1 | 171.82 | 171.82 | 171.82 | 186.5 | 186.5 | 3 | 10106.7 | 54 | Alternative | 79% | Tracoe | 36235 | TUBE TRACHEOSTOMY SIZE 3.5 L34MM OD5.4MM ID3.5MM WHITE SILICONE DEHP FREE WATER CUFF KINK RESISTANT THERMALLY STABLE NECK STRAP RING OBTURATOR MR CONDITIONAL RADIOPAQUE VERY SOFT TUBE TIP STERILE NEONATAL LATEX FREE TRACOE Silcosoft | EA | 1 | 183.85 | 183.85 | 183.85 | 194 | 194 | 2 | 1327.55 | 7 | X | X | X | X | X |  | X |  | X | X | X | X |  | X | X | X |  | Silicone
| Tubes Tracheostomy/Laryngectomy | ICU Medical Inc | 65SN040 | TUBE TRACHEOSTOMY SIZE 4.0 L36MM OD6MM ID4MM WHITE SILICONE SECURE CUFF FLEXIBLE ADJUSTABLE OBTURATOR TRACH TIE MR CONDITIONAL KINK RESISTANT CE MARKED STERILE NEONATAL LATEX FREE PORTEX BIVONA AIRE-CUF | Silicone | EA | 1 | 171.82 | 171.82 | 177.14 | 186.5 | 186.5 | 3 | 6982.45 | 37 | Alternative | 81% | Medtronic Minimally Invasive | 40PCF | TUBE TRACHEOSTOMY SIZE 4.0 L41MM OD6MM ID4MM WHITE POLYVINYLCHLORIDE DEHP FREE TAPERGUARD CUFF INTEGRATED CONNECTOR TRANSPARENT FLANGE TAPE TIE RECESS PROMOTE AIRFLOW FLEXIBLE MR CONDITIONAL PEDIATRIC LATEX FREE DISPOSABLE SHILEY | EA | 1 | 45.5 | 58.67 | 60.43 | 65 | 73.84 | 61 | 31732.5998 | 514 | X | X |  | X | X | X | X |  | X | X | X | X | X |  | X | X | X | PVC
| Tubes Tracheostomy/Laryngectomy | ICU Medical Inc | 65SN040 | TUBE TRACHEOSTOMY SIZE 4.0 L36MM OD6MM ID4MM WHITE SILICONE SECURE CUFF FLEXIBLE ADJUSTABLE OBTURATOR TRACH TIE MR CONDITIONAL KINK RESISTANT CE MARKED STERILE NEONATAL LATEX FREE PORTEX BIVONA AIRE-CUF | Silicone | EA | 1 | 171.82 | 171.82 | 177.14 | 186.5 | 186.5 | 3 | 6982.45 | 37 | Alternative | 81% | Medtronic Minimally Invasive | 40NCF | TUBE TRACHEOSTOMY SIZE 4.0 L34MM OD6MM ID4MM WHITE POLYVINYLCHLORIDE DEHP FREE TAPERGUARD CUFF INTEGRATED CONNECTOR TRANSPARENT FLANGE TAPE TIE RECESS PROMOTE AIRFLOW FLEXIBLE MR CONDITIONAL NEONATAL LATEX FREE DISPOSABLE SHILEY | EA | 1 | 45.8967 | 58.67 | 58.67 | 65 | 69.03 | 5 | 1764.4401 | 28 | X | X |  | X | X | X | X |  | X | X | X | X | X |  | X | X | X | PVC
| Tubes Tracheostomy/Laryngectomy | ICU Medical Inc | 65SN040 | TUBE TRACHEOSTOMY SIZE 4.0 L36MM OD6MM ID4MM WHITE SILICONE SECURE CUFF FLEXIBLE ADJUSTABLE OBTURATOR TRACH TIE MR CONDITIONAL KINK RESISTANT CE MARKED STERILE NEONATAL LATEX FREE PORTEX BIVONA AIRE-CUF | Silicone | EA | 1 | 171.82 | 171.82 | 177.14 | 186.5 | 186.5 | 3 | 6982.45 | 37 | Alternative | 81% | Medtronic Minimally Invasive | 40PCF | TUBE TRACHEOSTOMY SIZE 4.0 L41MM OD6MM ID4MM WHITE POLYVINYLCHLORIDE DEHP FREE TAPERGUARD CUFF INTEGRATED CONNECTOR TRANSPARENT FLANGE TAPE TIE RECESS PROMOTE AIRFLOW FLEXIBLE MR CONDITIONAL PEDIATRIC LATEX FREE DISPOSABLE SHILEY | BX |  | 39.02 | 39.02 | 39.02 | 65 | 65 | 2 | 273.04 | 5 | X | X |  | X | X | X | X |  | X | X | X | X | X |  | X | X | X | PVC
| Tubes Tracheostomy/Laryngectomy | ICU Medical Inc | 65SN040 | TUBE TRACHEOSTOMY SIZE 4.0 L36MM OD6MM ID4MM WHITE SILICONE SECURE CUFF FLEXIBLE ADJUSTABLE OBTURATOR TRACH TIE MR CONDITIONAL KINK RESISTANT CE MARKED STERILE NEONATAL LATEX FREE PORTEX BIVONA AIRE-CUF | Silicone | EA | 1 | 171.82 | 171.82 | 177.14 | 186.5 | 186.5 | 3 | 6982.45 | 37 | Alternative | 81% | Medtronic Minimally Invasive | 40PCF | TUBE TRACHEOSTOMY SIZE 4.0 L41MM OD6MM ID4MM WHITE POLYVINYLCHLORIDE DEHP FREE TAPERGUARD CUFF INTEGRATED CONNECTOR TRANSPARENT FLANGE TAPE TIE RECESS PROMOTE AIRFLOW FLEXIBLE MR CONDITIONAL PEDIATRIC LATEX FREE DISPOSABLE SHILEY | PK |  | 69.1 | 69.1 | 69.1 | 69.1 | 69.1 | 1 | 276.4 | 4 | X | X |  | X | X | X | X |  | X | X | X | X | X |  | X | X | X | PVC
| Tubes Tracheostomy/Laryngectomy | ICU Medical Inc | 65SN040 | TUBE TRACHEOSTOMY SIZE 4.0 L36MM OD6MM ID4MM WHITE SILICONE SECURE CUFF FLEXIBLE ADJUSTABLE OBTURATOR TRACH TIE MR CONDITIONAL KINK RESISTANT CE MARKED STERILE NEONATAL LATEX FREE PORTEX BIVONA AIRE-CUF | Silicone | EA | 1 | 171.82 | 171.82 | 177.14 | 186.5 | 186.5 | 3 | 6982.45 | 37 | Alternative | 79% | Tracoe | 36340 | TUBE TRACHEOSTOMY SIZE 4.0 L36MM OD6MM ID4MM WHITE SILICONE DEHP FREE KINK RESISTANT EXTENDED LENGTH THERMALLY STABLE NECK STRAP RING OBTURATOR MR CONDITIONAL RADIOPAQUE VERY SOFT TUBE TIP STERILE NEONATAL LATEX FREE TRACOE Silcosoft | EA | 1 | 204 | 204 | 206 | 212 | 212 | 4 | 19200 | 93 | X | X | X | X | X |  | X |  | X | X | X | X |  | X | X | X |  | Silicone
| Tubes Tracheostomy/Laryngectomy | ICU Medical Inc | 65SN040 | TUBE TRACHEOSTOMY SIZE 4.0 L36MM OD6MM ID4MM WHITE SILICONE SECURE CUFF FLEXIBLE ADJUSTABLE OBTURATOR TRACH TIE MR CONDITIONAL KINK RESISTANT CE MARKED STERILE NEONATAL LATEX FREE PORTEX BIVONA AIRE-CUF | Silicone | EA | 1 | 171.82 | 171.82 | 177.14 | 186.5 | 186.5 | 3 | 6982.45 | 37 | Alternative | 79% | Tracoe | 36140 | TUBE TRACHEOSTOMY SIZE 4.0 L36MM OD6MM ID4MM WHITE SILICONE DEHP FREE CUFFLESS KINK RESISTANT EXTENDED LENGTH THERMALLY STABLE NECK STRAP RING OBTURATOR MR CONDITIONAL RADIOPAQUE VERY SOFT TUBE TIP STERILE NEONATAL LATEX FREE TRACOE Silcosoft | EA | 1 | 129 | 129 | 129 | 133 | 133 | 2 | 528 | 4 | X | X | X | X | X |  | X |  | X | X | X | X |  | X | X | X |  | Silicone
| Tubes Tracheostomy/Laryngectomy | ICU Medical Inc | 65SN040 | TUBE TRACHEOSTOMY SIZE 4.0 L36MM OD6MM ID4MM WHITE SILICONE SECURE CUFF FLEXIBLE ADJUSTABLE OBTURATOR TRACH TIE MR CONDITIONAL KINK RESISTANT CE MARKED STERILE NEONATAL LATEX FREE PORTEX BIVONA AIRE-CUF | Silicone | EA | 1 | 171.82 | 171.82 | 177.14 | 186.5 | 186.5 | 3 | 6982.45 | 37 | Alternative | 79% | Tracoe | 36240 | TUBE TRACHEOSTOMY SIZE 4.0 L36MM OD6MM ID4MM WHITE SILICONE DEHP FREE WATER CUFF KINK RESISTANT THERMALLY STABLE NECK STRAP RING OBTURATOR MR CONDITIONAL RADIOPAQUE VERY SOFT TUBE TIP STERILE NEONATAL LATEX FREE TRACOE Silcosoft | EA | 1 | 183.85 | 183.85 | 183.85 | 194 | 194 | 2 | 1899.4 | 10 | X | X | X | X | X |  | X |  | X | X | X | X |  | X | X | X |  | Silicone
| Tubes Tracheostomy/Laryngectomy | ICU Medical Inc | 65SN040 | TUBE TRACHEOSTOMY SIZE 4.0 L36MM OD6MM ID4MM WHITE SILICONE SECURE CUFF FLEXIBLE ADJUSTABLE OBTURATOR TRACH TIE MR CONDITIONAL KINK RESISTANT CE MARKED STERILE NEONATAL LATEX FREE PORTEX BIVONA AIRE-CUF | Silicone | EA | 1 | 171.82 | 171.82 | 177.14 | 186.5 | 186.5 | 3 | 6982.45 | 37 | Alternative | 79% | Tracoe | 36040 | TUBE TRACHEOSTOMY SIZE 4.0 L36MM OD6MM ID4MM WHITE SILICONE DEHP FREE CUFFLESS KINK RESISTANT THERMALLY STABLE NECK STRAP RING OBTURATOR MR CONDITIONAL RADIOPAQUE VERY SOFT TUBE TIP STERILE NEONATAL LATEX FREE TRACOE Silcosoft | [10 empty] | X | X | X | X | X |  | X |  | X | X | X | X |  | X | X | X |  | Silicone
| Tubes Tracheostomy/Laryngectomy | ICU Medical Inc | 65N025 | TUBE TRACHEOSTOMY SIZE 2.5 L30MM OD4MM ID2.5MM WHITE SILICONE SECURE CUFF FLEXIBLE ADJUSTABLE OBTURATOR TRACH TIE MR CONDITIONAL KINK RESISTANT CE MARKED STERILE NEONATAL LATEX FREE PORTEX BIVONA AIRE-CUF | Silicone | EA | 1 | 173.05 | 176.08 | 177.14 | 177.14 | 199.91 | 5 | 2316.35 | 13 | Alternative | 93% | Medtronic Minimally Invasive | 25NCF | TUBE TRACHEOSTOMY SIZE 2.5 L30MM OD4.2MM ID2.5MM WHITE POLYVINYLCHLORIDE DEHP FREE TAPERGUARD CUFF INTEGRATED CONNECTOR TRANSPARENT FLANGE TAPE TIE RECESS PROMOTE AIRFLOW FLEXIBLE MR CONDITIONAL NEONATAL LATEX FREE DISPOSABLE SHILEY | EA | 1 | 46.63 | 58.67 | 60.54 | 69.03 | 72.12 | 9 | 3639.6502 | 59 | X | X | X | X | X | X | X |  | X | X | X | X | X | X | X | X | X | PVC
| Tubes Tracheostomy/Laryngectomy | ICU Medical Inc | 65N025 | TUBE TRACHEOSTOMY SIZE 2.5 L30MM OD4MM ID2.5MM WHITE SILICONE SECURE CUFF FLEXIBLE ADJUSTABLE OBTURATOR TRACH TIE MR CONDITIONAL KINK RESISTANT CE MARKED STERILE NEONATAL LATEX FREE PORTEX BIVONA AIRE-CUF | Silicone | EA | 1 | 173.05 | 176.08 | 177.14 | 177.14 | 199.91 | 5 | 2316.35 | 13 | Alternative | 93% | Medtronic Minimally Invasive | 25NCF | TUBE TRACHEOSTOMY SIZE 2.5 L30MM OD4.2MM ID2.5MM WHITE POLYVINYLCHLORIDE DEHP FREE TAPERGUARD CUFF INTEGRATED CONNECTOR TRANSPARENT FLANGE TAPE TIE RECESS PROMOTE AIRFLOW FLEXIBLE MR CONDITIONAL NEONATAL LATEX FREE DISPOSABLE SHILEY | BX |  | 66.94 | 66.94 | 66.94 | 66.94 | 66.94 | 1 | 937.16 | 14 | X | X | X | X | X | X | X |  | X | X | X | X | X | X | X | X | X | PVC
| Tubes Tracheostomy/Laryngectomy | ICU Medical Inc | 65N025 | TUBE TRACHEOSTOMY SIZE 2.5 L30MM OD4MM ID2.5MM WHITE SILICONE SECURE CUFF FLEXIBLE ADJUSTABLE OBTURATOR TRACH TIE MR CONDITIONAL KINK RESISTANT CE MARKED STERILE NEONATAL LATEX FREE PORTEX BIVONA AIRE-CUF | Silicone | EA | 1 | 173.05 | 176.08 | 177.14 | 177.14 | 199.91 | 5 | 2316.35 | 13 | Alternative | 83% | Medtronic Minimally Invasive | 25PCF | TUBE TRACHEOSTOMY SIZE 2.5 L39MM OD4.2MM ID2.5MM WHITE POLYVINYLCHLORIDE DEHP FREE TAPERGUARD CUFF INTEGRATED CONNECTOR TRANSPARENT FLANGE TAPE TIE RECESS PROMOTE AIRFLOW FLEXIBLE MR CONDITIONAL PEDIATRIC LATEX FREE DISPOSABLE SHILEY | EA | 1 | 45.2317 | 46.63 | 58.95 | 69.03 | 71.86 | 11 | 4681.9602 | 76 | X | X |  | X | X | X | X |  | X | X | X | X | X | X | X | X | X | PVC
| Tubes Tracheostomy/Laryngectomy | ICU Medical Inc | 65N025 | TUBE TRACHEOSTOMY SIZE 2.5 L30MM OD4MM ID2.5MM WHITE SILICONE SECURE CUFF FLEXIBLE ADJUSTABLE OBTURATOR TRACH TIE MR CONDITIONAL KINK RESISTANT CE MARKED STERILE NEONATAL LATEX FREE PORTEX BIVONA AIRE-CUF | Silicone | EA | 1 | 173.05 | 176.08 | 177.14 | 177.14 | 199.91 | 5 | 2316.35 | 13 | Alternative | 83% | Medtronic Minimally Invasive | 25NEF | TUBE TRACHEOSTOMY SIZE 2.5 L30MM OD4.2MM ID2.5MM WHITE POLYVINYLCHLORIDE DEHP FREE CUFFLESS INTEGRATED CONNECTOR TRANSPARENT FLANGE TAPE TIE RECESS PROMOTE AIRFLOW FLEXIBLE MR CONDITIONAL NEONATAL LATEX FREE DISPOSABLE SHILEY | EA | 1 | 31.35 | 31.85 | 45.5 | 45.95 | 50 | 7 | 1496.75 | 43 | X | X | X | X | X |  | X |  | X | X | X | X | X | X | X | X | X | PVC
| Tubes Tracheostomy/Laryngectomy | ICU Medical Inc | 65N025 | TUBE TRACHEOSTOMY SIZE 2.5 L30MM OD4MM ID2.5MM WHITE SILICONE SECURE CUFF FLEXIBLE ADJUSTABLE OBTURATOR TRACH TIE MR CONDITIONAL KINK RESISTANT CE MARKED STERILE NEONATAL LATEX FREE PORTEX BIVONA AIRE-CUF | Silicone | EA | 1 | 173.05 | 176.08 | 177.14 | 177.14 | 199.91 | 5 | 2316.35 | 13 | Alternative | 83% | Medtronic Minimally Invasive | 25NEF | TUBE TRACHEOSTOMY SIZE 2.5 L30MM OD4.2MM ID2.5MM WHITE POLYVINYLCHLORIDE DEHP FREE CUFFLESS INTEGRATED CONNECTOR TRANSPARENT FLANGE TAPE TIE RECESS PROMOTE AIRFLOW FLEXIBLE MR CONDITIONAL NEONATAL LATEX FREE DISPOSABLE SHILEY | BX |  | 47.0104 | 47.0104 | 47.0104 | 47.0104 | 47.0104 | 1 | 705.156 | 15 | X | X | X | X | X |  | X |  | X | X | X | X | X | X | X | X | X | PVC
| Tubes Tracheostomy/Laryngectomy | ICU Medical Inc | 65N030 | TUBE TRACHEOSTOMY SIZE 3.0 L32MM OD4.7MM ID3MM WHITE SILICONE SECURE CUFF FLEXIBLE ADJUSTABLE OBTURATOR TRACH TIE MR CONDITIONAL KINK RESISTANT CE MARKED STERILE NEONATAL LATEX FREE PORTEX BIVONA AIRE-CUF | Silicone | EA | 1 | 171.82 | 173.05 | 179.04 | 181.7 | 181.7 | 8 | 12720.36 | 72 | Alternative | 83% | Medtronic Minimally Invasive | 30PCF | TUBE TRACHEOSTOMY SIZE 3.0 L39MM OD4.8MM ID3MM WHITE POLYVINYLCHLORIDE DEHP FREE TAPERGUARD CUFF INTEGRATED CONNECTOR TRANSPARENT FLANGE TAPE TIE RECESS PROMOTE AIRFLOW FLEXIBLE MR CONDITIONAL PEDIATRIC LATEX FREE DISPOSABLE SHILEY | EA | 1 | 46.63 | 60.87 | 64.99 | 66.95 | 73.84 | 24 | 14296.37 | 223 | X | X |  | X | X | X | X |  | X | X | X | X | X | X | X | X | X | PVC
| Tubes Tracheostomy/Laryngectomy | ICU Medical Inc | 65N030 | TUBE TRACHEOSTOMY SIZE 3.0 L32MM OD4.7MM ID3MM WHITE SILICONE SECURE CUFF FLEXIBLE ADJUSTABLE OBTURATOR TRACH TIE MR CONDITIONAL KINK RESISTANT CE MARKED STERILE NEONATAL LATEX FREE PORTEX BIVONA AIRE-CUF | Silicone | EA | 1 | 171.82 | 173.05 | 179.04 | 181.7 | 181.7 | 8 | 12720.36 | 72 | Alternative | 83% | Medtronic Minimally Invasive | 30NCF | TUBE TRACHEOSTOMY SIZE 3.0 L30MM OD4.8MM ID3MM WHITE POLYVINYLCHLORIDE DEHP FREE TAPERGUARD CUFF INTEGRATED CONNECTOR TRANSPARENT FLANGE TAPE TIE RECESS PROMOTE AIRFLOW FLEXIBLE MR CONDITIONAL NEONATAL LATEX FREE DISPOSABLE SHILEY | EA | 1 | 45.8967 | 58.67 | 60.54 | 65 | 70.32 | 20 | 11741.6701 | 183 | X | X |  | X | X | X | X |  | X | X | X | X | X | X | X | X | X | PVC
| Tubes Tracheostomy/Laryngectomy | ICU Medical Inc | 65N030 | TUBE TRACHEOSTOMY SIZE 3.0 L32MM OD4.7MM ID3MM WHITE SILICONE SECURE CUFF FLEXIBLE ADJUSTABLE OBTURATOR TRACH TIE MR CONDITIONAL KINK RESISTANT CE MARKED STERILE NEONATAL LATEX FREE PORTEX BIVONA AIRE-CUF | Silicone | EA | 1 | 171.82 | 173.05 | 179.04 | 181.7 | 181.7 | 8 | 12720.36 | 72 | Alternative | 76% | Tracoe | 36330 | TUBE TRACHEOSTOMY SIZE 3.0 L32MM OD4.9MM ID3MM WHITE SILICONE DEHP FREE KINK RESISTANT EXTENDED LENGTH THERMALLY STABLE NECK STRAP RING OBTURATOR MR CONDITIONAL RADIOPAQUE VERY SOFT TUBE TIP STERILE NEONATAL LATEX FREE TRACOE Silcosoft | EA | 1 | 204 | 204 | 206 | 206 | 206 | 3 | 23840 | 116 | X | X | X | X | X |  | X |  | X | X | X | X |  |  | X | X |  | Silicone
| Tubes Tracheostomy/Laryngectomy | ICU Medical Inc | 65N030 | TUBE TRACHEOSTOMY SIZE 3.0 L32MM OD4.7MM ID3MM WHITE SILICONE SECURE CUFF FLEXIBLE ADJUSTABLE OBTURATOR TRACH TIE MR CONDITIONAL KINK RESISTANT CE MARKED STERILE NEONATAL LATEX FREE PORTEX BIVONA AIRE-CUF | Silicone | EA | 1 | 171.82 | 173.05 | 179.04 | 181.7 | 181.7 | 8 | 12720.36 | 72 | Alternative | 76% | Tracoe | 36130 | TUBE TRACHEOSTOMY SIZE 3.0 L32MM OD4.9MM ID3MM WHITE SILICONE DEHP FREE CUFFLESS KINK RESISTANT EXTENDED LENGTH THERMALLY STABLE NECK STRAP RING OBTURATOR MR CONDITIONAL RADIOPAQUE VERY SOFT TUBE TIP STERILE NEONATAL LATEX FREE TRACOE Silcosoft | EA | 1 | 128.5 | 128.5 | 129 | 133 | 133 | 3 | 6701 | 52 | X | X | X | X | X |  | X |  | X | X | X | X |  |  | X | X |  | Silicone
| Tubes Tracheostomy/Laryngectomy | ICU Medical Inc | 65N030 | TUBE TRACHEOSTOMY SIZE 3.0 L32MM OD4.7MM ID3MM WHITE SILICONE SECURE CUFF FLEXIBLE ADJUSTABLE OBTURATOR TRACH TIE MR CONDITIONAL KINK RESISTANT CE MARKED STERILE NEONATAL LATEX FREE PORTEX BIVONA AIRE-CUF | Silicone | EA | 1 | 171.82 | 173.05 | 179.04 | 181.7 | 181.7 | 8 | 12720.36 | 72 | Alternative | 76% | Tracoe | 36230 | TUBE TRACHEOSTOMY SIZE 3.0 L32MM OD4.9MM ID3MM WHITE SILICONE DEHP FREE WATER CUFF KINK RESISTANT THERMALLY STABLE NECK STRAP RING OBTURATOR MR CONDITIONAL RADIOPAQUE VERY SOFT TUBE TIP STERILE NEONATAL LATEX FREE TRACOE Silcosoft | EA | 1 | 183.85 | 183.85 | 183.85 | 183.85 | 183.85 | 1 | 735.4 | 4 | X | X | X | X | X |  | X |  | X | X | X | X |  |  | X | X |  | Silicone
| Tubes Tracheostomy/Laryngectomy | ICU Medical Inc | 65N030 | TUBE TRACHEOSTOMY SIZE 3.0 L32MM OD4.7MM ID3MM WHITE SILICONE SECURE CUFF FLEXIBLE ADJUSTABLE OBTURATOR TRACH TIE MR CONDITIONAL KINK RESISTANT CE MARKED STERILE NEONATAL LATEX FREE PORTEX BIVONA AIRE-CUF | Silicone | EA | 1 | 171.82 | 173.05 | 179.04 | 181.7 | 181.7 | 8 | 12720.36 | 72 | Alternative | 76% | Tracoe | 36030 | TUBE TRACHEOSTOMY SIZE 3.0 L32MM OD4.9MM ID3MM WHITE SILICONE DEHP FREE CUFFLESS KINK RESISTANT THERMALLY STABLE NECK STRAP RING OBTURATOR MR CONDITIONAL RADIOPAQUE VERY SOFT TUBE TIP STERILE NEONATAL LATEX FREE TRACOE Silcosoft | EA | 1 | 63 | 63 | 63 | 63 | 63 | 1 | 1575 | 25 | X | X | X | X | X |  | X |  | X | X | X | X |  |  | X | X |  | Silicone
| Tubes Tracheostomy/Laryngectomy | ICU Medical Inc | 65N035 | TUBE TRACHEOSTOMY SIZE 3.5 L34MM OD5.3MM ID3.5MM WHITE SILICONE SECURE CUFF FLEXIBLE ADJUSTABLE OBTURATOR TRACH TIE MR CONDITIONAL KINK RESISTANT CE MARKED STERILE NEONATAL LATEX FREE PORTEX BIVONA AIRE-CUF | Silicone | EA | 1 | 171.82 | 171.82 | 176.08 | 181.7 | 203.54 | 6 | 16800.88 | 95 | Alternative | 83% | Medtronic Minimally Invasive | 35PCF | TUBE TRACHEOSTOMY SIZE 3.5 L40MM OD5.4MM ID3.5MM WHITE POLYVINYLCHLORIDE DEHP FREE TAPERGUARD CUFF INTEGRATED CONNECTOR TRANSPARENT FLANGE TAPE TIE RECESS PROMOTE AIRFLOW FLEXIBLE MR CONDITIONAL PEDIATRIC LATEX FREE DISPOSABLE SHILEY | EA | 1 | 46.63 | 58.67 | 64.98 | 67.65 | 73.84 | 31 | 17597.69 | 276 | X | X |  | X | X | X | X |  | X | X | X | X | X | X | X | X | X | PVC
| Tubes Tracheostomy/Laryngectomy | ICU Medical Inc | 65N035 | TUBE TRACHEOSTOMY SIZE 3.5 L34MM OD5.3MM ID3.5MM WHITE SILICONE SECURE CUFF FLEXIBLE ADJUSTABLE OBTURATOR TRACH TIE MR CONDITIONAL KINK RESISTANT CE MARKED STERILE NEONATAL LATEX FREE PORTEX BIVONA AIRE-CUF | Silicone | EA | 1 | 171.82 | 171.82 | 176.08 | 181.7 | 203.54 | 6 | 16800.88 | 95 | Alternative | 83% | Medtronic Minimally Invasive | 35NCF | TUBE TRACHEOSTOMY SIZE 3.5 L32MM OD5.4MM ID3.5MM WHITE POLYVINYLCHLORIDE DEHP FREE TAPERGUARD CUFF INTEGRATED CONNECTOR TRANSPARENT FLANGE TAPE TIE RECESS PROMOTE AIRFLOW FLEXIBLE MR CONDITIONAL NEONATAL LATEX FREE DISPOSABLE SHILEY | EA | 1 | 45.8967 | 56.8 | 60.54 | 66.95 | 72.12 | 14 | 5120.9701 | 80 | X | X |  | X | X | X | X |  | X | X | X | X | X | X | X | X | X | PVC
| Tubes Tracheostomy/Laryngectomy | ICU Medical Inc | 65N035 | TUBE TRACHEOSTOMY SIZE 3.5 L34MM OD5.3MM ID3.5MM WHITE SILICONE SECURE CUFF FLEXIBLE ADJUSTABLE OBTURATOR TRACH TIE MR CONDITIONAL KINK RESISTANT CE MARKED STERILE NEONATAL LATEX FREE PORTEX BIVONA AIRE-CUF | Silicone | EA | 1 | 171.82 | 171.82 | 176.08 | 181.7 | 203.54 | 6 | 16800.88 | 95 | Alternative | 83% | Medtronic Minimally Invasive | 35PCF | TUBE TRACHEOSTOMY SIZE 3.5 L40MM OD5.4MM ID3.5MM WHITE POLYVINYLCHLORIDE DEHP FREE TAPERGUARD CUFF INTEGRATED CONNECTOR TRANSPARENT FLANGE TAPE TIE RECESS PROMOTE AIRFLOW FLEXIBLE MR CONDITIONAL PEDIATRIC LATEX FREE DISPOSABLE SHILEY | BX |  | 56.81 | 56.81 | 56.81 | 56.81 | 56.81 | 1 | 340.86 | 6 | X | X |  | X | X | X | X |  | X | X | X | X | X | X | X | X | X | PVC
| Tubes Tracheostomy/Laryngectomy | ICU Medical Inc | 65N035 | TUBE TRACHEOSTOMY SIZE 3.5 L34MM OD5.3MM ID3.5MM WHITE SILICONE SECURE CUFF FLEXIBLE ADJUSTABLE OBTURATOR TRACH TIE MR CONDITIONAL KINK RESISTANT CE MARKED STERILE NEONATAL LATEX FREE PORTEX BIVONA AIRE-CUF | Silicone | EA | 1 | 171.82 | 171.82 | 176.08 | 181.7 | 203.54 | 6 | 16800.88 | 95 | Alternative | 76% | Tracoe | 36335 | TUBE TRACHEOSTOMY SIZE 3.5 L34MM OD5.4MM ID3.5MM WHITE SILICONE DEHP FREE KINK RESISTANT EXTENDED LENGTH THERMALLY STABLE NECK STRAP RING OBTURATOR MR CONDITIONAL RADIOPAQUE VERY SOFT TUBE TIP STERILE NEONATAL LATEX FREE TRACOE Silcosoft | EA | 1 | 204 | 206 | 206 | 212 | 212 | 5 | 28356 | 138 | X | X | X | X | X |  | X |  | X | X | X | X |  |  | X | X |  | Silicone
| Tubes Tracheostomy/Laryngectomy | ICU Medical Inc | 65N035 | TUBE TRACHEOSTOMY SIZE 3.5 L34MM OD5.3MM ID3.5MM WHITE SILICONE SECURE CUFF FLEXIBLE ADJUSTABLE OBTURATOR TRACH TIE MR CONDITIONAL KINK RESISTANT CE MARKED STERILE NEONATAL LATEX FREE PORTEX BIVONA AIRE-CUF | Silicone | EA | 1 | 171.82 | 171.82 | 176.08 | 181.7 | 203.54 | 6 | 16800.88 | 95 | Alternative | 76% | Tracoe | 36135 | TUBE TRACHEOSTOMY SIZE 3.5 L34MM OD5.4MM ID3.5MM WHITE SILICONE DEHP FREE CUFFLESS KINK RESISTANT EXTENDED LENGTH THERMALLY STABLE NECK STRAP RING OBTURATOR MR CONDITIONAL RADIOPAQUE VERY SOFT TUBE TIP STERILE NEONATAL LATEX FREE TRACOE Silcosoft | EA | 1 | 127.25 | 127.25 | 128.5 | 129 | 133 | 4 | 6946 | 54 | X | X | X | X | X |  | X |  | X | X | X | X |  |  | X | X |  | Silicone
| Tubes Tracheostomy/Laryngectomy | ICU Medical Inc | 65N035 | TUBE TRACHEOSTOMY SIZE 3.5 L34MM OD5.3MM ID3.5MM WHITE SILICONE SECURE CUFF FLEXIBLE ADJUSTABLE OBTURATOR TRACH TIE MR CONDITIONAL KINK RESISTANT CE MARKED STERILE NEONATAL LATEX FREE PORTEX BIVONA AIRE-CUF | Silicone | EA | 1 | 171.82 | 171.82 | 176.08 | 181.7 | 203.54 | 6 | 16800.88 | 95 | Alternative | 76% | Tracoe | 36035 | TUBE TRACHEOSTOMY SIZE 3.5 L34MM OD5.4MM ID3.5MM WHITE SILICONE DEHP FREE CUFFLESS KINK RESISTANT THERMALLY STABLE NECK STRAP RING OBTURATOR MR CONDITIONAL RADIOPAQUE VERY SOFT TUBE TIP STERILE NEONATAL LATEX FREE TRACOE Silcosoft | EA | 1 | 63 | 63 | 63 | 68 | 68 | 3 | 1653 | 26 | X | X | X | X | X |  | X |  | X | X | X | X |  |  | X | X |  | Silicone
| Tubes Tracheostomy/Laryngectomy | ICU Medical Inc | 65N035 | TUBE TRACHEOSTOMY SIZE 3.5 L34MM OD5.3MM ID3.5MM WHITE SILICONE SECURE CUFF FLEXIBLE ADJUSTABLE OBTURATOR TRACH TIE MR CONDITIONAL KINK RESISTANT CE MARKED STERILE NEONATAL LATEX FREE PORTEX BIVONA AIRE-CUF | Silicone | EA | 1 | 171.82 | 171.82 | 176.08 | 181.7 | 203.54 | 6 | 16800.88 | 95 | Alternative | 76% | Tracoe | 36235 | TUBE TRACHEOSTOMY SIZE 3.5 L34MM OD5.4MM ID3.5MM WHITE SILICONE DEHP FREE WATER CUFF KINK RESISTANT THERMALLY STABLE NECK STRAP RING OBTURATOR MR CONDITIONAL RADIOPAQUE VERY SOFT TUBE TIP STERILE NEONATAL LATEX FREE TRACOE Silcosoft | EA | 1 | 183.85 | 183.85 | 183.85 | 194 | 194 | 2 | 1327.55 | 7 | X | X | X | X | X |  | X |  | X | X | X | X |  |  | X | X |  | Silicone
| Tubes Tracheostomy/Laryngectomy | ICU Medical Inc | 65N040 | TUBE TRACHEOSTOMY SIZE 4.0 L36MM OD6MM ID4MM WHITE SILICONE SECURE CUFF FLEXIBLE ADJUSTABLE OBTURATOR TRACH TIE MR CONDITIONAL KINK RESISTANT CE MARKED STERILE NEONATAL LATEX FREE PORTEX BIVONA AIRE-CUF | Silicone | EA | 1 | 163.45 | 171.82 | 181.7 | 185.65 | 199.19 | 7 | 15580.87 | 84 | Alternative | 83% | Medtronic Minimally Invasive | 40PCF | TUBE TRACHEOSTOMY SIZE 4.0 L41MM OD6MM ID4MM WHITE POLYVINYLCHLORIDE DEHP FREE TAPERGUARD CUFF INTEGRATED CONNECTOR TRANSPARENT FLANGE TAPE TIE RECESS PROMOTE AIRFLOW FLEXIBLE MR CONDITIONAL PEDIATRIC LATEX FREE DISPOSABLE SHILEY | EA | 1 | 45.5 | 58.67 | 60.43 | 65 | 73.84 | 61 | 31732.5998 | 514 | X | X |  | X | X | X | X |  | X | X | X | X | X | X | X | X | X | PVC
| Tubes Tracheostomy/Laryngectomy | ICU Medical Inc | 65N040 | TUBE TRACHEOSTOMY SIZE 4.0 L36MM OD6MM ID4MM WHITE SILICONE SECURE CUFF FLEXIBLE ADJUSTABLE OBTURATOR TRACH TIE MR CONDITIONAL KINK RESISTANT CE MARKED STERILE NEONATAL LATEX FREE PORTEX BIVONA AIRE-CUF | Silicone | EA | 1 | 163.45 | 171.82 | 181.7 | 185.65 | 199.19 | 7 | 15580.87 | 84 | Alternative | 83% | Medtronic Minimally Invasive | 40NCF | TUBE TRACHEOSTOMY SIZE 4.0 L34MM OD6MM ID4MM WHITE POLYVINYLCHLORIDE DEHP FREE TAPERGUARD CUFF INTEGRATED CONNECTOR TRANSPARENT FLANGE TAPE TIE RECESS PROMOTE AIRFLOW FLEXIBLE MR CONDITIONAL NEONATAL LATEX FREE DISPOSABLE SHILEY | EA | 1 | 45.8967 | 58.67 | 58.67 | 65 | 69.03 | 5 | 1764.4401 | 28 | X | X |  | X | X | X | X |  | X | X | X | X | X | X | X | X | X | PVC
| Tubes Tracheostomy/Laryngectomy | ICU Medical Inc | 65N040 | TUBE TRACHEOSTOMY SIZE 4.0 L36MM OD6MM ID4MM WHITE SILICONE SECURE CUFF FLEXIBLE ADJUSTABLE OBTURATOR TRACH TIE MR CONDITIONAL KINK RESISTANT CE MARKED STERILE NEONATAL LATEX FREE PORTEX BIVONA AIRE-CUF | Silicone | EA | 1 | 163.45 | 171.82 | 181.7 | 185.65 | 199.19 | 7 | 15580.87 | 84 | Alternative | 83% | Medtronic Minimally Invasive | 40PCF | TUBE TRACHEOSTOMY SIZE 4.0 L41MM OD6MM ID4MM WHITE POLYVINYLCHLORIDE DEHP FREE TAPERGUARD CUFF INTEGRATED CONNECTOR TRANSPARENT FLANGE TAPE TIE RECESS PROMOTE AIRFLOW FLEXIBLE MR CONDITIONAL PEDIATRIC LATEX FREE DISPOSABLE SHILEY | BX |  | 39.02 | 39.02 | 39.02 | 65 | 65 | 2 | 273.04 | 5 | X | X |  | X | X | X | X |  | X | X | X | X | X | X | X | X | X | PVC
| Tubes Tracheostomy/Laryngectomy | ICU Medical Inc | 65N040 | TUBE TRACHEOSTOMY SIZE 4.0 L36MM OD6MM ID4MM WHITE SILICONE SECURE CUFF FLEXIBLE ADJUSTABLE OBTURATOR TRACH TIE MR CONDITIONAL KINK RESISTANT CE MARKED STERILE NEONATAL LATEX FREE PORTEX BIVONA AIRE-CUF | Silicone | EA | 1 | 163.45 | 171.82 | 181.7 | 185.65 | 199.19 | 7 | 15580.87 | 84 | Alternative | 83% | Medtronic Minimally Invasive | 40PCF | TUBE TRACHEOSTOMY SIZE 4.0 L41MM OD6MM ID4MM WHITE POLYVINYLCHLORIDE DEHP FREE TAPERGUARD CUFF INTEGRATED CONNECTOR TRANSPARENT FLANGE TAPE TIE RECESS PROMOTE AIRFLOW FLEXIBLE MR CONDITIONAL PEDIATRIC LATEX FREE DISPOSABLE SHILEY | PK |  | 69.1 | 69.1 | 69.1 | 69.1 | 69.1 | 1 | 276.4 | 4 | X | X |  | X | X | X | X |  | X | X | X | X | X | X | X | X | X | PVC
| Tubes Tracheostomy/Laryngectomy | ICU Medical Inc | 65N040 | TUBE TRACHEOSTOMY SIZE 4.0 L36MM OD6MM ID4MM WHITE SILICONE SECURE CUFF FLEXIBLE ADJUSTABLE OBTURATOR TRACH TIE MR CONDITIONAL KINK RESISTANT CE MARKED STERILE NEONATAL LATEX FREE PORTEX BIVONA AIRE-CUF | Silicone | EA | 1 | 163.45 | 171.82 | 181.7 | 185.65 | 199.19 | 7 | 15580.87 | 84 | Alternative | 76% | Tracoe | 36340 | TUBE TRACHEOSTOMY SIZE 4.0 L36MM OD6MM ID4MM WHITE SILICONE DEHP FREE KINK RESISTANT EXTENDED LENGTH THERMALLY STABLE NECK STRAP RING OBTURATOR MR CONDITIONAL RADIOPAQUE VERY SOFT TUBE TIP STERILE NEONATAL LATEX FREE TRACOE Silcosoft | EA | 1 | 204 | 204 | 206 | 212 | 212 | 4 | 19200 | 93 | X | X | X | X | X |  | X |  | X | X | X | X |  |  | X | X |  | Silicone
| Tubes Tracheostomy/Laryngectomy | ICU Medical Inc | 65N040 | TUBE TRACHEOSTOMY SIZE 4.0 L36MM OD6MM ID4MM WHITE SILICONE SECURE CUFF FLEXIBLE ADJUSTABLE OBTURATOR TRACH TIE MR CONDITIONAL KINK RESISTANT CE MARKED STERILE NEONATAL LATEX FREE PORTEX BIVONA AIRE-CUF | Silicone | EA | 1 | 163.45 | 171.82 | 181.7 | 185.65 | 199.19 | 7 | 15580.87 | 84 | Alternative | 76% | Tracoe | 36140 | TUBE TRACHEOSTOMY SIZE 4.0 L36MM OD6MM ID4MM WHITE SILICONE DEHP FREE CUFFLESS KINK RESISTANT EXTENDED LENGTH THERMALLY STABLE NECK STRAP RING OBTURATOR MR CONDITIONAL RADIOPAQUE VERY SOFT TUBE TIP STERILE NEONATAL LATEX FREE TRACOE Silcosoft | EA | 1 | 129 | 129 | 129 | 133 | 133 | 2 | 528 | 4 | X | X | X | X | X |  | X |  | X | X | X | X |  |  | X | X |  | Silicone
| Tubes Tracheostomy/Laryngectomy | ICU Medical Inc | 65N040 | TUBE TRACHEOSTOMY SIZE 4.0 L36MM OD6MM ID4MM WHITE SILICONE SECURE CUFF FLEXIBLE ADJUSTABLE OBTURATOR TRACH TIE MR CONDITIONAL KINK RESISTANT CE MARKED STERILE NEONATAL LATEX FREE PORTEX BIVONA AIRE-CUF | Silicone | EA | 1 | 163.45 | 171.82 | 181.7 | 185.65 | 199.19 | 7 | 15580.87 | 84 | Alternative | 76% | Tracoe | 36240 | TUBE TRACHEOSTOMY SIZE 4.0 L36MM OD6MM ID4MM WHITE SILICONE DEHP FREE WATER CUFF KINK RESISTANT THERMALLY STABLE NECK STRAP RING OBTURATOR MR CONDITIONAL RADIOPAQUE VERY SOFT TUBE TIP STERILE NEONATAL LATEX FREE TRACOE Silcosoft | EA | 1 | 183.85 | 183.85 | 183.85 | 194 | 194 | 2 | 1899.4 | 10 | X | X | X | X | X |  | X |  | X | X | X | X |  |  | X | X |  | Silicone
| Tubes Tracheostomy/Laryngectomy | ICU Medical Inc | 65N040 | TUBE TRACHEOSTOMY SIZE 4.0 L36MM OD6MM ID4MM WHITE SILICONE SECURE CUFF FLEXIBLE ADJUSTABLE OBTURATOR TRACH TIE MR CONDITIONAL KINK RESISTANT CE MARKED STERILE NEONATAL LATEX FREE PORTEX BIVONA AIRE-CUF | Silicone | EA | 1 | 163.45 | 171.82 | 181.7 | 185.65 | 199.19 | 7 | 15580.87 | 84 | Alternative | 76% | Tracoe | 36040 | TUBE TRACHEOSTOMY SIZE 4.0 L36MM OD6MM ID4MM WHITE SILICONE DEHP FREE CUFFLESS KINK RESISTANT THERMALLY STABLE NECK STRAP RING OBTURATOR MR CONDITIONAL RADIOPAQUE VERY SOFT TUBE TIP STERILE NEONATAL LATEX FREE TRACOE Silcosoft | [10 empty] | X | X | X | X | X |  | X |  | X | X | X | X |  |  | X | X |  | Silicone
| Tubes Tracheostomy/Laryngectomy | ICU Medical Inc | 65SP025 | TUBE TRACHEOSTOMY SIZE 2.5 L38MM OD4MM ID2.5MM WHITE SILICONE SECURE CUFF STRAIGHT FLANGE FLEXIBLE ADJUSTABLE OBTURATOR TRACH TIE MR CONDITIONAL KINK RESISTANT CE MARKED STERILE PEDIATRIC LATEX FREE PORTEX BIVONA AIRE-CUF | Silicone | EA | 1 | 171.82 | 171.82 | 173.05 | 179.04 | 186.5 | 5 | 12776.17 | 70 | Alternative | 90% | Medtronic Minimally Invasive | 25PCF | TUBE TRACHEOSTOMY SIZE 2.5 L39MM OD4.2MM ID2.5MM WHITE POLYVINYLCHLORIDE DEHP FREE TAPERGUARD CUFF INTEGRATED CONNECTOR TRANSPARENT FLANGE TAPE TIE RECESS PROMOTE AIRFLOW FLEXIBLE MR CONDITIONAL PEDIATRIC LATEX FREE DISPOSABLE SHILEY | EA | 1 | 45.2317 | 46.63 | 58.95 | 69.03 | 71.86 | 11 | 4681.9602 | 76 | X | X | X | X | X | X | X |  | X | X | X | X | X |  | X | X | X | PVC
| Tubes Tracheostomy/Laryngectomy | ICU Medical Inc | 65SP025 | TUBE TRACHEOSTOMY SIZE 2.5 L38MM OD4MM ID2.5MM WHITE SILICONE SECURE CUFF STRAIGHT FLANGE FLEXIBLE ADJUSTABLE OBTURATOR TRACH TIE MR CONDITIONAL KINK RESISTANT CE MARKED STERILE PEDIATRIC LATEX FREE PORTEX BIVONA AIRE-CUF | Silicone | EA | 1 | 171.82 | 171.82 | 173.05 | 179.04 | 186.5 | 5 | 12776.17 | 70 | Alternative | 81% | Medtronic Minimally Invasive | 25NCF | TUBE TRACHEOSTOMY SIZE 2.5 L30MM OD4.2MM ID2.5MM WHITE POLYVINYLCHLORIDE DEHP FREE TAPERGUARD CUFF INTEGRATED CONNECTOR TRANSPARENT FLANGE TAPE TIE RECESS PROMOTE AIRFLOW FLEXIBLE MR CONDITIONAL NEONATAL LATEX FREE DISPOSABLE SHILEY | EA | 1 | 46.63 | 58.67 | 60.54 | 69.03 | 72.12 | 9 | 3639.6502 | 59 | X | X |  | X | X | X | X |  | X | X | X | X | X |  | X | X | X | PVC
| Tubes Tracheostomy/Laryngectomy | ICU Medical Inc | 65SP025 | TUBE TRACHEOSTOMY SIZE 2.5 L38MM OD4MM ID2.5MM WHITE SILICONE SECURE CUFF STRAIGHT FLANGE FLEXIBLE ADJUSTABLE OBTURATOR TRACH TIE MR CONDITIONAL KINK RESISTANT CE MARKED STERILE PEDIATRIC LATEX FREE PORTEX BIVONA AIRE-CUF | Silicone | EA | 1 | 171.82 | 171.82 | 173.05 | 179.04 | 186.5 | 5 | 12776.17 | 70 | Alternative | 81% | Medtronic Minimally Invasive | 25PEF | TUBE TRACHEOSTOMY SIZE 2.5 L39MM OD4.2MM ID2.5MM WHITE POLYVINYLCHLORIDE DEHP FREE CUFFLESS INTEGRATED CONNECTOR TRANSPARENT FLANGE TAPE TIE RECESS PROMOTE AIRFLOW FLEXIBLE MR CONDITIONAL PEDIATRIC LATEX FREE DISPOSABLE SHILEY | EA | 1 | 39.91 | 44.8 | 45.5 | 46.43 | 46.43 | 7 | 1353.07 | 30 | X | X | X | X | X |  | X |  | X | X | X | X | X |  | X | X | X | PVC
| Tubes Tracheostomy/Laryngectomy | ICU Medical Inc | 65SP025 | TUBE TRACHEOSTOMY SIZE 2.5 L38MM OD4MM ID2.5MM WHITE SILICONE SECURE CUFF STRAIGHT FLANGE FLEXIBLE ADJUSTABLE OBTURATOR TRACH TIE MR CONDITIONAL KINK RESISTANT CE MARKED STERILE PEDIATRIC LATEX FREE PORTEX BIVONA AIRE-CUF | Silicone | EA | 1 | 171.82 | 171.82 | 173.05 | 179.04 | 186.5 | 5 | 12776.17 | 70 | Alternative | 81% | Medtronic Minimally Invasive | 25NCF | TUBE TRACHEOSTOMY SIZE 2.5 L30MM OD4.2MM ID2.5MM WHITE POLYVINYLCHLORIDE DEHP FREE TAPERGUARD CUFF INTEGRATED CONNECTOR TRANSPARENT FLANGE TAPE TIE RECESS PROMOTE AIRFLOW FLEXIBLE MR CONDITIONAL NEONATAL LATEX FREE DISPOSABLE SHILEY | BX |  | 66.94 | 66.94 | 66.94 | 66.94 | 66.94 | 1 | 937.16 | 14 | X | X |  | X | X | X | X |  | X | X | X | X | X |  | X | X | X | PVC
| Tubes Tracheostomy/Laryngectomy | ICU Medical Inc | 65SP030 | TUBE TRACHEOSTOMY SIZE 3.0 L39MM OD4.7MM ID3MM WHITE SILICONE SECURE CUFF STRAIGHT FLANGE FLEXIBLE ADJUSTABLE OBTURATOR TRACH TIE MR CONDITIONAL KINK RESISTANT CE MARKED STERILE PEDIATRIC LATEX FREE PORTEX BIVONA AIRE-CUF | Silicone | EA | 1 | 171.82 | 171.82 | 179.04 | 186.5 | 205.91 | 6 | 21458.58 | 115 | Alternative | 90% | Medtronic Minimally Invasive | 30PCF | TUBE TRACHEOSTOMY SIZE 3.0 L39MM OD4.8MM ID3MM WHITE POLYVINYLCHLORIDE DEHP FREE TAPERGUARD CUFF INTEGRATED CONNECTOR TRANSPARENT FLANGE TAPE TIE RECESS PROMOTE AIRFLOW FLEXIBLE MR CONDITIONAL PEDIATRIC LATEX FREE DISPOSABLE SHILEY | EA | 1 | 46.63 | 60.87 | 64.99 | 66.95 | 73.84 | 24 | 14296.37 | 223 | X | X | X | X | X | X | X |  | X | X | X | X | X |  | X | X | X | PVC
| Tubes Tracheostomy/Laryngectomy | ICU Medical Inc | 65SP030 | TUBE TRACHEOSTOMY SIZE 3.0 L39MM OD4.7MM ID3MM WHITE SILICONE SECURE CUFF STRAIGHT FLANGE FLEXIBLE ADJUSTABLE OBTURATOR TRACH TIE MR CONDITIONAL KINK RESISTANT CE MARKED STERILE PEDIATRIC LATEX FREE PORTEX BIVONA AIRE-CUF | Silicone | EA | 1 | 171.82 | 171.82 | 179.04 | 186.5 | 205.91 | 6 | 21458.58 | 115 | Alternative | 81% | Medtronic Minimally Invasive | 30PEF | TUBE TRACHEOSTOMY SIZE 3.0 L39MM OD4.8MM ID3MM WHITE POLYVINYLCHLORIDE DEHP FREE CUFFLESS INTEGRATED CONNECTOR TRANSPARENT FLANGE TAPE TIE RECESS PROMOTE AIRFLOW FLEXIBLE MR CONDITIONAL PEDIATRIC LATEX FREE DISPOSABLE SHILEY | EA | 1 | 34.33 | 45.07 | 46.41 | 46.43 | 53.82 | 87 | 40945.4418 | 884 | X | X | X | X | X |  | X |  | X | X | X | X | X |  | X | X | X | PVC
| Tubes Tracheostomy/Laryngectomy | ICU Medical Inc | 65SP030 | TUBE TRACHEOSTOMY SIZE 3.0 L39MM OD4.7MM ID3MM WHITE SILICONE SECURE CUFF STRAIGHT FLANGE FLEXIBLE ADJUSTABLE OBTURATOR TRACH TIE MR CONDITIONAL KINK RESISTANT CE MARKED STERILE PEDIATRIC LATEX FREE PORTEX BIVONA AIRE-CUF | Silicone | EA | 1 | 171.82 | 171.82 | 179.04 | 186.5 | 205.91 | 6 | 21458.58 | 115 | Alternative | 81% | Medtronic Minimally Invasive | 30NCF | TUBE TRACHEOSTOMY SIZE 3.0 L30MM OD4.8MM ID3MM WHITE POLYVINYLCHLORIDE DEHP FREE TAPERGUARD CUFF INTEGRATED CONNECTOR TRANSPARENT FLANGE TAPE TIE RECESS PROMOTE AIRFLOW FLEXIBLE MR CONDITIONAL NEONATAL LATEX FREE DISPOSABLE SHILEY | EA | 1 | 45.8967 | 58.67 | 60.54 | 65 | 70.32 | 20 | 11741.6701 | 183 | X | X |  | X | X | X | X |  | X | X | X | X | X |  | X | X | X | PVC
| Tubes Tracheostomy/Laryngectomy | ICU Medical Inc | 65SP030 | TUBE TRACHEOSTOMY SIZE 3.0 L39MM OD4.7MM ID3MM WHITE SILICONE SECURE CUFF STRAIGHT FLANGE FLEXIBLE ADJUSTABLE OBTURATOR TRACH TIE MR CONDITIONAL KINK RESISTANT CE MARKED STERILE PEDIATRIC LATEX FREE PORTEX BIVONA AIRE-CUF | Silicone | EA | 1 | 171.82 | 171.82 | 179.04 | 186.5 | 205.91 | 6 | 21458.58 | 115 | Alternative | 81% | Medtronic Minimally Invasive | 30PEF | TUBE TRACHEOSTOMY SIZE 3.0 L39MM OD4.8MM ID3MM WHITE POLYVINYLCHLORIDE DEHP FREE CUFFLESS INTEGRATED CONNECTOR TRANSPARENT FLANGE TAPE TIE RECESS PROMOTE AIRFLOW FLEXIBLE MR CONDITIONAL PEDIATRIC LATEX FREE DISPOSABLE SHILEY | BX |  | 39.91 | 39.91 | 40.8 | 45.84 | 46.43 | 4 | 706.41 | 16 | X | X | X | X | X |  | X |  | X | X | X | X | X |  | X | X | X | PVC
| Tubes Tracheostomy/Laryngectomy | ICU Medical Inc | 65SP030 | TUBE TRACHEOSTOMY SIZE 3.0 L39MM OD4.7MM ID3MM WHITE SILICONE SECURE CUFF STRAIGHT FLANGE FLEXIBLE ADJUSTABLE OBTURATOR TRACH TIE MR CONDITIONAL KINK RESISTANT CE MARKED STERILE PEDIATRIC LATEX FREE PORTEX BIVONA AIRE-CUF | Silicone | EA | 1 | 171.82 | 171.82 | 179.04 | 186.5 | 205.91 | 6 | 21458.58 | 115 | Alternative | 81% | Medtronic Minimally Invasive | 30PEF | TUBE TRACHEOSTOMY SIZE 3.0 L39MM OD4.8MM ID3MM WHITE POLYVINYLCHLORIDE DEHP FREE CUFFLESS INTEGRATED CONNECTOR TRANSPARENT FLANGE TAPE TIE RECESS PROMOTE AIRFLOW FLEXIBLE MR CONDITIONAL PEDIATRIC LATEX FREE DISPOSABLE SHILEY | PK |  | 46.43 | 46.43 | 46.43 | 46.43 | 46.43 | 1 | 46.43 | 1 | X | X | X | X | X |  | X |  | X | X | X | X | X |  | X | X | X | PVC
| Tubes Tracheostomy/Laryngectomy | ICU Medical Inc | 65SP030 | TUBE TRACHEOSTOMY SIZE 3.0 L39MM OD4.7MM ID3MM WHITE SILICONE SECURE CUFF STRAIGHT FLANGE FLEXIBLE ADJUSTABLE OBTURATOR TRACH TIE MR CONDITIONAL KINK RESISTANT CE MARKED STERILE PEDIATRIC LATEX FREE PORTEX BIVONA AIRE-CUF | Silicone | EA | 1 | 171.82 | 171.82 | 179.04 | 186.5 | 205.91 | 6 | 21458.58 | 115 | Alternative | 81% | Medtronic Minimally Invasive | 30PEF | TUBE TRACHEOSTOMY SIZE 3.0 L39MM OD4.8MM ID3MM WHITE POLYVINYLCHLORIDE DEHP FREE CUFFLESS INTEGRATED CONNECTOR TRANSPARENT FLANGE TAPE TIE RECESS PROMOTE AIRFLOW FLEXIBLE MR CONDITIONAL PEDIATRIC LATEX FREE DISPOSABLE SHILEY | BG |  | 230.85 | 230.85 | 230.85 | 230.85 | 230.85 | 1 | 2308.5 | 10 | X | X | X | X | X |  | X |  | X | X | X | X | X |  | X | X | X | PVC
| Tubes Tracheostomy/Laryngectomy | ICU Medical Inc | 65SP030 | TUBE TRACHEOSTOMY SIZE 3.0 L39MM OD4.7MM ID3MM WHITE SILICONE SECURE CUFF STRAIGHT FLANGE FLEXIBLE ADJUSTABLE OBTURATOR TRACH TIE MR CONDITIONAL KINK RESISTANT CE MARKED STERILE PEDIATRIC LATEX FREE PORTEX BIVONA AIRE-CUF | Silicone | EA | 1 | 171.82 | 171.82 | 179.04 | 186.5 | 205.91 | 6 | 21458.58 | 115 | Alternative | 81% | Medtronic Minimally Invasive | 30PEFP | TUBE TRACHEOSTOMY SIZE 3.0 L39MM OD4.8MM ID3MM WHITE POLYVINYLCHLORIDE DEHP FREE CUFFLESS INTEGRATED CONNECTOR TRANSPARENT FLANGE TAPE TIE RECESS PROMOTE AIRFLOW FLEXIBLE MR CONDITIONAL PEDIATRIC LATEX FREE DISPOSABLE SHILEY | [10 empty] | X | X | X | X | X |  | X |  | X | X | X | X | X |  | X | X | X | PVC
| Tubes Tracheostomy/Laryngectomy | ICU Medical Inc | 65SP030 | TUBE TRACHEOSTOMY SIZE 3.0 L39MM OD4.7MM ID3MM WHITE SILICONE SECURE CUFF STRAIGHT FLANGE FLEXIBLE ADJUSTABLE OBTURATOR TRACH TIE MR CONDITIONAL KINK RESISTANT CE MARKED STERILE PEDIATRIC LATEX FREE PORTEX BIVONA AIRE-CUF | Silicone | EA | 1 | 171.82 | 171.82 | 179.04 | 186.5 | 205.91 | 6 | 21458.58 | 115 | Alternative | 79% | Tracoe | 37330 | TUBE TRACHEOSTOMY SIZE 3.0 L39MM OD4.9MM ID3MM WHITE SILICONE DEHP FREE KINK RESISTANT EXTENDED LENGTH THERMALLY STABLE NECK STRAP RING OBTURATOR MR CONDITIONAL RADIOPAQUE VERY SOFT TUBE TIP STERILE PEDIATRIC LATEX FREE TRACOE Silcosoft | EA | 1 | 204 | 204 | 206 | 212 | 212 | 3 | 10448 | 51 | X | X | X | X | X |  | X |  | X | X | X | X |  | X | X | X |  | Silicone
| Tubes Tracheostomy/Laryngectomy | ICU Medical Inc | 65SP030 | TUBE TRACHEOSTOMY SIZE 3.0 L39MM OD4.7MM ID3MM WHITE SILICONE SECURE CUFF STRAIGHT FLANGE FLEXIBLE ADJUSTABLE OBTURATOR TRACH TIE MR CONDITIONAL KINK RESISTANT CE MARKED STERILE PEDIATRIC LATEX FREE PORTEX BIVONA AIRE-CUF | Silicone | EA | 1 | 171.82 | 171.82 | 179.04 | 186.5 | 205.91 | 6 | 21458.58 | 115 | Alternative | 79% | Tracoe | 37030 | TUBE TRACHEOSTOMY SIZE 3.0 L39MM OD4.9MM ID3MM WHITE SILICONE DEHP FREE CUFFLESS KINK RESISTANT THERMALLY STABLE NECK STRAP RING OBTURATOR MR CONDITIONAL RADIOPAQUE VERY SOFT TUBE TIP STERILE PEDIATRIC LATEX FREE TRACOE Silcosoft | EA | 1 | 63 | 63 | 63 | 63 | 63 | 2 | 1260 | 20 | X | X | X | X | X |  | X |  | X | X | X | X |  | X | X | X |  | Silicone
| Tubes Tracheostomy/Laryngectomy | ICU Medical Inc | 65SP030 | TUBE TRACHEOSTOMY SIZE 3.0 L39MM OD4.7MM ID3MM WHITE SILICONE SECURE CUFF STRAIGHT FLANGE FLEXIBLE ADJUSTABLE OBTURATOR TRACH TIE MR CONDITIONAL KINK RESISTANT CE MARKED STERILE PEDIATRIC LATEX FREE PORTEX BIVONA AIRE-CUF | Silicone | EA | 1 | 171.82 | 171.82 | 179.04 | 186.5 | 205.91 | 6 | 21458.58 | 115 | Alternative | 79% | Tracoe | 37130 | TUBE TRACHEOSTOMY SIZE 3.0 L39MM OD4.9MM ID3MM WHITE SILICONE DEHP FREE CUFFLESS KINK RESISTANT EXTENDED LENGTH THERMALLY STABLE NECK STRAP RING OBTURATOR MR CONDITIONAL RADIOPAQUE VERY SOFT TUBE TIP STERILE PEDIATRIC LATEX FREE TRACOE Silcosoft | EA | 1 | 91 | 91 | 91 | 91 | 91 | 2 | 5642 | 62 | X | X | X | X | X |  | X |  | X | X | X | X |  | X | X | X |  | Silicone
| Tubes Tracheostomy/Laryngectomy | ICU Medical Inc | 65SP030 | TUBE TRACHEOSTOMY SIZE 3.0 L39MM OD4.7MM ID3MM WHITE SILICONE SECURE CUFF STRAIGHT FLANGE FLEXIBLE ADJUSTABLE OBTURATOR TRACH TIE MR CONDITIONAL KINK RESISTANT CE MARKED STERILE PEDIATRIC LATEX FREE PORTEX BIVONA AIRE-CUF | Silicone | EA | 1 | 171.82 | 171.82 | 179.04 | 186.5 | 205.91 | 6 | 21458.58 | 115 | Alternative | 79% | Tracoe | 37230 | TUBE TRACHEOSTOMY SIZE 3.0 L39MM OD4.9MM ID3MM WHITE SILICONE DEHP FREE WATER CUFF KINK RESISTANT THERMALLY STABLE NECK STRAP RING OBTURATOR MR CONDITIONAL RADIOPAQUE VERY SOFT TUBE TIP STERILE PEDIATRIC LATEX FREE TRACOE Silcosoft | EA | 1 | 194 | 194 | 194 | 194 | 194 | 1 | 970 | 5 | X | X | X | X | X |  | X |  | X | X | X | X |  | X | X | X |  | Silicone
| Tubes Tracheostomy/Laryngectomy | ICU Medical Inc | 65SP035 | TUBE TRACHEOSTOMY SIZE 3.5 L40MM OD5.3MM ID3.5MM WHITE SILICONE SECURE CUFF STRAIGHT FLANGE FLEXIBLE ADJUSTABLE OBTURATOR TRACH TIE MR CONDITIONAL KINK RESISTANT CE MARKED STERILE PEDIATRIC LATEX FREE PORTEX BIVONA AIRE-CUF | Silicone | EA | 1 | 171.82 | 179.04 | 186.5 | 192.74 | 205.91 | 5 | 29385.52 | 157 | Alternative | 90% | Medtronic Minimally Invasive | 35PCF | TUBE TRACHEOSTOMY SIZE 3.5 L40MM OD5.4MM ID3.5MM WHITE POLYVINYLCHLORIDE DEHP FREE TAPERGUARD CUFF INTEGRATED CONNECTOR TRANSPARENT FLANGE TAPE TIE RECESS PROMOTE AIRFLOW FLEXIBLE MR CONDITIONAL PEDIATRIC LATEX FREE DISPOSABLE SHILEY | EA | 1 | 46.63 | 58.67 | 64.98 | 67.65 | 73.84 | 31 | 17597.69 | 276 | X | X | X | X | X | X | X |  | X | X | X | X | X |  | X | X | X | PVC
| Tubes Tracheostomy/Laryngectomy | ICU Medical Inc | 65SP035 | TUBE TRACHEOSTOMY SIZE 3.5 L40MM OD5.3MM ID3.5MM WHITE SILICONE SECURE CUFF STRAIGHT FLANGE FLEXIBLE ADJUSTABLE OBTURATOR TRACH TIE MR CONDITIONAL KINK RESISTANT CE MARKED STERILE PEDIATRIC LATEX FREE PORTEX BIVONA AIRE-CUF | Silicone | EA | 1 | 171.82 | 179.04 | 186.5 | 192.74 | 205.91 | 5 | 29385.52 | 157 | Alternative | 90% | Medtronic Minimally Invasive | 35PCF | TUBE TRACHEOSTOMY SIZE 3.5 L40MM OD5.4MM ID3.5MM WHITE POLYVINYLCHLORIDE DEHP FREE TAPERGUARD CUFF INTEGRATED CONNECTOR TRANSPARENT FLANGE TAPE TIE RECESS PROMOTE AIRFLOW FLEXIBLE MR CONDITIONAL PEDIATRIC LATEX FREE DISPOSABLE SHILEY | BX |  | 56.81 | 56.81 | 56.81 | 56.81 | 56.81 | 1 | 340.86 | 6 | X | X | X | X | X | X | X |  | X | X | X | X | X |  | X | X | X | PVC
| Tubes Tracheostomy/Laryngectomy | ICU Medical Inc | 65SP035 | TUBE TRACHEOSTOMY SIZE 3.5 L40MM OD5.3MM ID3.5MM WHITE SILICONE SECURE CUFF STRAIGHT FLANGE FLEXIBLE ADJUSTABLE OBTURATOR TRACH TIE MR CONDITIONAL KINK RESISTANT CE MARKED STERILE PEDIATRIC LATEX FREE PORTEX BIVONA AIRE-CUF | Silicone | EA | 1 | 171.82 | 179.04 | 186.5 | 192.74 | 205.91 | 5 | 29385.52 | 157 | Alternative | 81% | Medtronic Minimally Invasive | 35PEF | TUBE TRACHEOSTOMY SIZE 3.5 L40MM OD5.4MM ID3.5MM WHITE POLYVINYLCHLORIDE DEHP FREE CUFFLESS INTEGRATED CONNECTOR TRANSPARENT FLANGE TAPE TIE RECESS PROMOTE AIRFLOW FLEXIBLE MR CONDITIONAL PEDIATRIC LATEX FREE DISPOSABLE SHILEY | EA | 1 | 39.91 | 45.5 | 45.96 | 46.43 | 55.2 | 101 | 60357.95 | 1307 | X | X | X | X | X |  | X |  | X | X | X | X | X |  | X | X | X | PVC
| Tubes Tracheostomy/Laryngectomy | ICU Medical Inc | 65SP035 | TUBE TRACHEOSTOMY SIZE 3.5 L40MM OD5.3MM ID3.5MM WHITE SILICONE SECURE CUFF STRAIGHT FLANGE FLEXIBLE ADJUSTABLE OBTURATOR TRACH TIE MR CONDITIONAL KINK RESISTANT CE MARKED STERILE PEDIATRIC LATEX FREE PORTEX BIVONA AIRE-CUF | Silicone | EA | 1 | 171.82 | 179.04 | 186.5 | 192.74 | 205.91 | 5 | 29385.52 | 157 | Alternative | 81% | Medtronic Minimally Invasive | 35NCF | TUBE TRACHEOSTOMY SIZE 3.5 L32MM OD5.4MM ID3.5MM WHITE POLYVINYLCHLORIDE DEHP FREE TAPERGUARD CUFF INTEGRATED CONNECTOR TRANSPARENT FLANGE TAPE TIE RECESS PROMOTE AIRFLOW FLEXIBLE MR CONDITIONAL NEONATAL LATEX FREE DISPOSABLE SHILEY | EA | 1 | 45.8967 | 56.8 | 60.54 | 66.95 | 72.12 | 14 | 5120.9701 | 80 | X | X |  | X | X | X | X |  | X | X | X | X | X |  | X | X | X | PVC
| Tubes Tracheostomy/Laryngectomy | ICU Medical Inc | 65SP035 | TUBE TRACHEOSTOMY SIZE 3.5 L40MM OD5.3MM ID3.5MM WHITE SILICONE SECURE CUFF STRAIGHT FLANGE FLEXIBLE ADJUSTABLE OBTURATOR TRACH TIE MR CONDITIONAL KINK RESISTANT CE MARKED STERILE PEDIATRIC LATEX FREE PORTEX BIVONA AIRE-CUF | Silicone | EA | 1 | 171.82 | 179.04 | 186.5 | 192.74 | 205.91 | 5 | 29385.52 | 157 | Alternative | 81% | Medtronic Minimally Invasive | 35PEF | TUBE TRACHEOSTOMY SIZE 3.5 L40MM OD5.4MM ID3.5MM WHITE POLYVINYLCHLORIDE DEHP FREE CUFFLESS INTEGRATED CONNECTOR TRANSPARENT FLANGE TAPE TIE RECESS PROMOTE AIRFLOW FLEXIBLE MR CONDITIONAL PEDIATRIC LATEX FREE DISPOSABLE SHILEY | BX |  | 29.07 | 29.07 | 45.04 | 45.04 | 46.64 | 8 | 1884.2 | 50 | X | X | X | X | X |  | X |  | X | X | X | X | X |  | X | X | X | PVC
| Tubes Tracheostomy/Laryngectomy | ICU Medical Inc | 65SP035 | TUBE TRACHEOSTOMY SIZE 3.5 L40MM OD5.3MM ID3.5MM WHITE SILICONE SECURE CUFF STRAIGHT FLANGE FLEXIBLE ADJUSTABLE OBTURATOR TRACH TIE MR CONDITIONAL KINK RESISTANT CE MARKED STERILE PEDIATRIC LATEX FREE PORTEX BIVONA AIRE-CUF | Silicone | EA | 1 | 171.82 | 179.04 | 186.5 | 192.74 | 205.91 | 5 | 29385.52 | 157 | Alternative | 81% | Medtronic Minimally Invasive | 35PEF | TUBE TRACHEOSTOMY SIZE 3.5 L40MM OD5.4MM ID3.5MM WHITE POLYVINYLCHLORIDE DEHP FREE CUFFLESS INTEGRATED CONNECTOR TRANSPARENT FLANGE TAPE TIE RECESS PROMOTE AIRFLOW FLEXIBLE MR CONDITIONAL PEDIATRIC LATEX FREE DISPOSABLE SHILEY | CS |  | 31.85 | 31.85 | 31.85 | 31.85 | 31.85 | 1 | 445.9 | 14 | X | X | X | X | X |  | X |  | X | X | X | X | X |  | X | X | X | PVC
| Tubes Tracheostomy/Laryngectomy | ICU Medical Inc | 65SP035 | TUBE TRACHEOSTOMY SIZE 3.5 L40MM OD5.3MM ID3.5MM WHITE SILICONE SECURE CUFF STRAIGHT FLANGE FLEXIBLE ADJUSTABLE OBTURATOR TRACH TIE MR CONDITIONAL KINK RESISTANT CE MARKED STERILE PEDIATRIC LATEX FREE PORTEX BIVONA AIRE-CUF | Silicone | EA | 1 | 171.82 | 179.04 | 186.5 | 192.74 | 205.91 | 5 | 29385.52 | 157 | Alternative | 81% | Medtronic Minimally Invasive | 35PEFP | TUBE TRACHEOSTOMY SIZE 3.5 L40MM OD5.4MM ID3.5MM WHITE POLYVINYLCHLORIDE DEHP FREE CUFFLESS INTEGRATED CONNECTOR TRANSPARENT FLANGE TAPE TIE RECESS PROMOTE AIRFLOW FLEXIBLE MR CONDITIONAL PEDIATRIC LATEX FREE DISPOSABLE SHILEY | [10 empty] | X | X | X | X | X |  | X |  | X | X | X | X | X |  | X | X | X | PVC
| Tubes Tracheostomy/Laryngectomy | ICU Medical Inc | 65SP035 | TUBE TRACHEOSTOMY SIZE 3.5 L40MM OD5.3MM ID3.5MM WHITE SILICONE SECURE CUFF STRAIGHT FLANGE FLEXIBLE ADJUSTABLE OBTURATOR TRACH TIE MR CONDITIONAL KINK RESISTANT CE MARKED STERILE PEDIATRIC LATEX FREE PORTEX BIVONA AIRE-CUF | Silicone | EA | 1 | 171.82 | 179.04 | 186.5 | 192.74 | 205.91 | 5 | 29385.52 | 157 | Alternative | 79% | Tracoe | 37335 | TUBE TRACHEOSTOMY SIZE 3.5 L40MM OD5.4MM ID3.5MM WHITE SILICONE DEHP FREE KINK RESISTANT EXTENDED LENGTH THERMALLY STABLE NECK STRAP RING OBTURATOR MR CONDITIONAL RADIOPAQUE VERY SOFT TUBE TIP STERILE PEDIATRIC LATEX FREE TRACOE Silcosoft | EA | 1 | 200 | 204 | 206 | 212 | 212 | 6 | 87750 | 428 | X | X | X | X | X |  | X |  | X | X | X | X |  | X | X | X |  | Silicone
| Tubes Tracheostomy/Laryngectomy | ICU Medical Inc | 65SP035 | TUBE TRACHEOSTOMY SIZE 3.5 L40MM OD5.3MM ID3.5MM WHITE SILICONE SECURE CUFF STRAIGHT FLANGE FLEXIBLE ADJUSTABLE OBTURATOR TRACH TIE MR CONDITIONAL KINK RESISTANT CE MARKED STERILE PEDIATRIC LATEX FREE PORTEX BIVONA AIRE-CUF | Silicone | EA | 1 | 171.82 | 179.04 | 186.5 | 192.74 | 205.91 | 5 | 29385.52 | 157 | Alternative | 79% | Tracoe | 37035 | TUBE TRACHEOSTOMY SIZE 3.5 L40MM OD5.4MM ID3.5MM WHITE SILICONE DEHP FREE CUFFLESS KINK RESISTANT THERMALLY STABLE NECK STRAP RING OBTURATOR MR CONDITIONAL RADIOPAQUE VERY SOFT TUBE TIP STERILE PEDIATRIC LATEX FREE TRACOE Silcosoft | EA | 1 | 63 | 63 | 63 | 68 | 68 | 3 | 3185 | 50 | X | X | X | X | X |  | X |  | X | X | X | X |  | X | X | X |  | Silicone
| Tubes Tracheostomy/Laryngectomy | ICU Medical Inc | 65SP035 | TUBE TRACHEOSTOMY SIZE 3.5 L40MM OD5.3MM ID3.5MM WHITE SILICONE SECURE CUFF STRAIGHT FLANGE FLEXIBLE ADJUSTABLE OBTURATOR TRACH TIE MR CONDITIONAL KINK RESISTANT CE MARKED STERILE PEDIATRIC LATEX FREE PORTEX BIVONA AIRE-CUF | Silicone | EA | 1 | 171.82 | 179.04 | 186.5 | 192.74 | 205.91 | 5 | 29385.52 | 157 | Alternative | 79% | Tracoe | 37135 | TUBE TRACHEOSTOMY SIZE 3.5 L40MM OD5.4MM ID3.5MM WHITE SILICONE DEHP FREE CUFFLESS KINK RESISTANT EXTENDED LENGTH THERMALLY STABLE NECK STRAP RING OBTURATOR MR CONDITIONAL RADIOPAQUE VERY SOFT TUBE TIP STERILE PEDIATRIC LATEX FREE TRACOE Silcosoft | EA | 1 | 91 | 91 | 91 | 91 | 91 | 2 | 12285 | 135 | X | X | X | X | X |  | X |  | X | X | X | X |  | X | X | X |  | Silicone
| Tubes Tracheostomy/Laryngectomy | ICU Medical Inc | 65SP035 | TUBE TRACHEOSTOMY SIZE 3.5 L40MM OD5.3MM ID3.5MM WHITE SILICONE SECURE CUFF STRAIGHT FLANGE FLEXIBLE ADJUSTABLE OBTURATOR TRACH TIE MR CONDITIONAL KINK RESISTANT CE MARKED STERILE PEDIATRIC LATEX FREE PORTEX BIVONA AIRE-CUF | Silicone | EA | 1 | 171.82 | 179.04 | 186.5 | 192.74 | 205.91 | 5 | 29385.52 | 157 | Alternative | 79% | Tracoe | 37235 | TUBE TRACHEOSTOMY SIZE 3.5 L40MM OD5.4MM ID3.5MM WHITE SILICONE DEHP FREE WATER CUFF KINK RESISTANT THERMALLY STABLE NECK STRAP RING OBTURATOR MR CONDITIONAL RADIOPAQUE VERY SOFT TUBE TIP STERILE PEDIATRIC LATEX FREE TRACOE Silcosoft | EA | 1 | 183 | 183 | 183 | 194 | 194 | 2 | 10468 | 56 | X | X | X | X | X |  | X |  | X | X | X | X |  | X | X | X |  | Silicone
| Tubes Tracheostomy/Laryngectomy | ICU Medical Inc | 65SP040 | TUBE TRACHEOSTOMY SIZE 4.0 L41MM OD6MM ID4MM WHITE SILICONE SECURE CUFF STRAIGHT FLANGE FLEXIBLE ADJUSTABLE OBTURATOR TRACH TIE MR CONDITIONAL KINK RESISTANT CE MARKED STERILE PEDIATRIC LATEX FREE PORTEX BIVONA AIRE-CUF | Silicone | EA | 1 | 171.82 | 171.82 | 173.05 | 179.04 | 186.5 | 7 | 35903.44 | 197 | Alternative | 90% | Medtronic Minimally Invasive | 40PCF | TUBE TRACHEOSTOMY SIZE 4.0 L41MM OD6MM ID4MM WHITE POLYVINYLCHLORIDE DEHP FREE TAPERGUARD CUFF INTEGRATED CONNECTOR TRANSPARENT FLANGE TAPE TIE RECESS PROMOTE AIRFLOW FLEXIBLE MR CONDITIONAL PEDIATRIC LATEX FREE DISPOSABLE SHILEY | EA | 1 | 45.5 | 58.67 | 60.43 | 65 | 73.84 | 61 | 31732.5998 | 514 | X | X | X | X | X | X | X |  | X | X | X | X | X |  | X | X | X | PVC
| Tubes Tracheostomy/Laryngectomy | ICU Medical Inc | 65SP040 | TUBE TRACHEOSTOMY SIZE 4.0 L41MM OD6MM ID4MM WHITE SILICONE SECURE CUFF STRAIGHT FLANGE FLEXIBLE ADJUSTABLE OBTURATOR TRACH TIE MR CONDITIONAL KINK RESISTANT CE MARKED STERILE PEDIATRIC LATEX FREE PORTEX BIVONA AIRE-CUF | Silicone | EA | 1 | 171.82 | 171.82 | 173.05 | 179.04 | 186.5 | 7 | 35903.44 | 197 | Alternative | 90% | Medtronic Minimally Invasive | 40PCF | TUBE TRACHEOSTOMY SIZE 4.0 L41MM OD6MM ID4MM WHITE POLYVINYLCHLORIDE DEHP FREE TAPERGUARD CUFF INTEGRATED CONNECTOR TRANSPARENT FLANGE TAPE TIE RECESS PROMOTE AIRFLOW FLEXIBLE MR CONDITIONAL PEDIATRIC LATEX FREE DISPOSABLE SHILEY | BX |  | 39.02 | 39.02 | 39.02 | 65 | 65 | 2 | 273.04 | 5 | X | X | X | X | X | X | X |  | X | X | X | X | X |  | X | X | X | PVC
| Tubes Tracheostomy/Laryngectomy | ICU Medical Inc | 65SP040 | TUBE TRACHEOSTOMY SIZE 4.0 L41MM OD6MM ID4MM WHITE SILICONE SECURE CUFF STRAIGHT FLANGE FLEXIBLE ADJUSTABLE OBTURATOR TRACH TIE MR CONDITIONAL KINK RESISTANT CE MARKED STERILE PEDIATRIC LATEX FREE PORTEX BIVONA AIRE-CUF | Silicone | EA | 1 | 171.82 | 171.82 | 173.05 | 179.04 | 186.5 | 7 | 35903.44 | 197 | Alternative | 90% | Medtronic Minimally Invasive | 40PCF | TUBE TRACHEOSTOMY SIZE 4.0 L41MM OD6MM ID4MM WHITE POLYVINYLCHLORIDE DEHP FREE TAPERGUARD CUFF INTEGRATED CONNECTOR TRANSPARENT FLANGE TAPE TIE RECESS PROMOTE AIRFLOW FLEXIBLE MR CONDITIONAL PEDIATRIC LATEX FREE DISPOSABLE SHILEY | PK |  | 69.1 | 69.1 | 69.1 | 69.1 | 69.1 | 1 | 276.4 | 4 | X | X | X | X | X | X | X |  | X | X | X | X | X |  | X | X | X | PVC
| Tubes Tracheostomy/Laryngectomy | ICU Medical Inc | 65SP040 | TUBE TRACHEOSTOMY SIZE 4.0 L41MM OD6MM ID4MM WHITE SILICONE SECURE CUFF STRAIGHT FLANGE FLEXIBLE ADJUSTABLE OBTURATOR TRACH TIE MR CONDITIONAL KINK RESISTANT CE MARKED STERILE PEDIATRIC LATEX FREE PORTEX BIVONA AIRE-CUF | Silicone | EA | 1 | 171.82 | 171.82 | 173.05 | 179.04 | 186.5 | 7 | 35903.44 | 197 | Alternative | 81% | Medtronic Minimally Invasive | 40PEF | TUBE TRACHEOSTOMY SIZE 4.0 L41MM OD6MM ID4MM WHITE POLYVINYLCHLORIDE DEHP FREE CUFFLESS INTEGRATED CONNECTOR TRANSPARENT FLANGE TAPE TIE RECESS PROMOTE AIRFLOW FLEXIBLE MR CONDITIONAL PEDIATRIC LATEX FREE DISPOSABLE SHILEY | EA | 1 | 36.39 | 44.8 | 45.5 | 46.43 | 55.2 | 114 | 67766.96 | 1465 | X | X | X | X | X |  | X |  | X | X | X | X | X |  | X | X | X | PVC
| Tubes Tracheostomy/Laryngectomy | ICU Medical Inc | 65SP040 | TUBE TRACHEOSTOMY SIZE 4.0 L41MM OD6MM ID4MM WHITE SILICONE SECURE CUFF STRAIGHT FLANGE FLEXIBLE ADJUSTABLE OBTURATOR TRACH TIE MR CONDITIONAL KINK RESISTANT CE MARKED STERILE PEDIATRIC LATEX FREE PORTEX BIVONA AIRE-CUF | Silicone | EA | 1 | 171.82 | 171.82 | 173.05 | 179.04 | 186.5 | 7 | 35903.44 | 197 | Alternative | 81% | Medtronic Minimally Invasive | 40PEF | TUBE TRACHEOSTOMY SIZE 4.0 L41MM OD6MM ID4MM WHITE POLYVINYLCHLORIDE DEHP FREE CUFFLESS INTEGRATED CONNECTOR TRANSPARENT FLANGE TAPE TIE RECESS PROMOTE AIRFLOW FLEXIBLE MR CONDITIONAL PEDIATRIC LATEX FREE DISPOSABLE SHILEY | BX |  | 40.31 | 42.77 | 45.04 | 45.5 | 46.43 | 8 | 2508.61 | 57 | X | X | X | X | X |  | X |  | X | X | X | X | X |  | X | X | X | PVC
| Tubes Tracheostomy/Laryngectomy | ICU Medical Inc | 65SP040 | TUBE TRACHEOSTOMY SIZE 4.0 L41MM OD6MM ID4MM WHITE SILICONE SECURE CUFF STRAIGHT FLANGE FLEXIBLE ADJUSTABLE OBTURATOR TRACH TIE MR CONDITIONAL KINK RESISTANT CE MARKED STERILE PEDIATRIC LATEX FREE PORTEX BIVONA AIRE-CUF | Silicone | EA | 1 | 171.82 | 171.82 | 173.05 | 179.04 | 186.5 | 7 | 35903.44 | 197 | Alternative | 81% | Medtronic Minimally Invasive | 40NCF | TUBE TRACHEOSTOMY SIZE 4.0 L34MM OD6MM ID4MM WHITE POLYVINYLCHLORIDE DEHP FREE TAPERGUARD CUFF INTEGRATED CONNECTOR TRANSPARENT FLANGE TAPE TIE RECESS PROMOTE AIRFLOW FLEXIBLE MR CONDITIONAL NEONATAL LATEX FREE DISPOSABLE SHILEY | EA | 1 | 45.8967 | 58.67 | 58.67 | 65 | 69.03 | 5 | 1764.4401 | 28 | X | X |  | X | X | X | X |  | X | X | X | X | X |  | X | X | X | PVC
| Tubes Tracheostomy/Laryngectomy | ICU Medical Inc | 65SP040 | TUBE TRACHEOSTOMY SIZE 4.0 L41MM OD6MM ID4MM WHITE SILICONE SECURE CUFF STRAIGHT FLANGE FLEXIBLE ADJUSTABLE OBTURATOR TRACH TIE MR CONDITIONAL KINK RESISTANT CE MARKED STERILE PEDIATRIC LATEX FREE PORTEX BIVONA AIRE-CUF | Silicone | EA | 1 | 171.82 | 171.82 | 173.05 | 179.04 | 186.5 | 7 | 35903.44 | 197 | Alternative | 81% | Medtronic Minimally Invasive | 40PEF | TUBE TRACHEOSTOMY SIZE 4.0 L41MM OD6MM ID4MM WHITE POLYVINYLCHLORIDE DEHP FREE CUFFLESS INTEGRATED CONNECTOR TRANSPARENT FLANGE TAPE TIE RECESS PROMOTE AIRFLOW FLEXIBLE MR CONDITIONAL PEDIATRIC LATEX FREE DISPOSABLE SHILEY | CS |  | 45.5 | 45.5 | 45.5 | 45.5 | 45.5 | 1 | 91 | 2 | X | X | X | X | X |  | X |  | X | X | X | X | X |  | X | X | X | PVC
| Tubes Tracheostomy/Laryngectomy | ICU Medical Inc | 65SP040 | TUBE TRACHEOSTOMY SIZE 4.0 L41MM OD6MM ID4MM WHITE SILICONE SECURE CUFF STRAIGHT FLANGE FLEXIBLE ADJUSTABLE OBTURATOR TRACH TIE MR CONDITIONAL KINK RESISTANT CE MARKED STERILE PEDIATRIC LATEX FREE PORTEX BIVONA AIRE-CUF | Silicone | EA | 1 | 171.82 | 171.82 | 173.05 | 179.04 | 186.5 | 7 | 35903.44 | 197 | Alternative | 81% | Medtronic Minimally Invasive | 40PEFP | TUBE TRACHEOSTOMY SIZE 4.0 L41MM OD6MM ID4MM WHITE POLYVINYLCHLORIDE DEHP FREE CUFFLESS INTEGRATED CONNECTOR TRANSPARENT FLANGE TAPE TIE RECESS PROMOTE AIRFLOW FLEXIBLE MR CONDITIONAL PEDIATRIC LATEX FREE DISPOSABLE SHILEY | [10 empty] | X | X | X | X | X |  | X |  | X | X | X | X | X |  | X | X | X | PVC
| Tubes Tracheostomy/Laryngectomy | ICU Medical Inc | 65SP040 | TUBE TRACHEOSTOMY SIZE 4.0 L41MM OD6MM ID4MM WHITE SILICONE SECURE CUFF STRAIGHT FLANGE FLEXIBLE ADJUSTABLE OBTURATOR TRACH TIE MR CONDITIONAL KINK RESISTANT CE MARKED STERILE PEDIATRIC LATEX FREE PORTEX BIVONA AIRE-CUF | Silicone | EA | 1 | 171.82 | 171.82 | 173.05 | 179.04 | 186.5 | 7 | 35903.44 | 197 | Alternative | 79% | Tracoe | 37340 | TUBE TRACHEOSTOMY SIZE 4.0 L41MM OD6MM ID4MM WHITE SILICONE DEHP FREE KINK RESISTANT EXTENDED LENGTH THERMALLY STABLE NECK STRAP RING OBTURATOR MR CONDITIONAL RADIOPAQUE VERY SOFT TUBE TIP STERILE PEDIATRIC LATEX FREE TRACOE Silcosoft | EA | 1 | 204 | 206 | 206 | 212 | 212 | 5 | 35780 | 174 | X | X | X | X | X |  | X |  | X | X | X | X |  | X | X | X |  | Silicone
| Tubes Tracheostomy/Laryngectomy | ICU Medical Inc | 65SP040 | TUBE TRACHEOSTOMY SIZE 4.0 L41MM OD6MM ID4MM WHITE SILICONE SECURE CUFF STRAIGHT FLANGE FLEXIBLE ADJUSTABLE OBTURATOR TRACH TIE MR CONDITIONAL KINK RESISTANT CE MARKED STERILE PEDIATRIC LATEX FREE PORTEX BIVONA AIRE-CUF | Silicone | EA | 1 | 171.82 | 171.82 | 173.05 | 179.04 | 186.5 | 7 | 35903.44 | 197 | Alternative | 79% | Tracoe | 37040 | TUBE TRACHEOSTOMY SIZE 4.0 L41MM OD6MM ID4MM WHITE SILICONE DEHP FREE CUFFLESS KINK RESISTANT THERMALLY STABLE NECK STRAP RING OBTURATOR MR CONDITIONAL RADIOPAQUE VERY SOFT TUBE TIP STERILE PEDIATRIC LATEX FREE TRACOE Silcosoft | EA | 1 | 63 | 63 | 63 | 68 | 68 | 4 | 3661 | 57 | X | X | X | X | X |  | X |  | X | X | X | X |  | X | X | X |  | Silicone
| Tubes Tracheostomy/Laryngectomy | ICU Medical Inc | 65SP040 | TUBE TRACHEOSTOMY SIZE 4.0 L41MM OD6MM ID4MM WHITE SILICONE SECURE CUFF STRAIGHT FLANGE FLEXIBLE ADJUSTABLE OBTURATOR TRACH TIE MR CONDITIONAL KINK RESISTANT CE MARKED STERILE PEDIATRIC LATEX FREE PORTEX BIVONA AIRE-CUF | Silicone | EA | 1 | 171.82 | 171.82 | 173.05 | 179.04 | 186.5 | 7 | 35903.44 | 197 | Alternative | 79% | Tracoe | 37140 | TUBE TRACHEOSTOMY SIZE 4.0 L41MM OD6MM ID4MM WHITE SILICONE DEHP FREE CUFFLESS KINK RESISTANT EXTENDED LENGTH THERMALLY STABLE NECK STRAP RING OBTURATOR MR CONDITIONAL RADIOPAQUE VERY SOFT TUBE TIP STERILE PEDIATRIC LATEX FREE TRACOE Silcosoft | EA | 1 | 68 | 68 | 91 | 91 | 91 | 3 | 5686 | 64 | X | X | X | X | X |  | X |  | X | X | X | X |  | X | X | X |  | Silicone
| Tubes Tracheostomy/Laryngectomy | ICU Medical Inc | 65SP040 | TUBE TRACHEOSTOMY SIZE 4.0 L41MM OD6MM ID4MM WHITE SILICONE SECURE CUFF STRAIGHT FLANGE FLEXIBLE ADJUSTABLE OBTURATOR TRACH TIE MR CONDITIONAL KINK RESISTANT CE MARKED STERILE PEDIATRIC LATEX FREE PORTEX BIVONA AIRE-CUF | Silicone | EA | 1 | 171.82 | 171.82 | 173.05 | 179.04 | 186.5 | 7 | 35903.44 | 197 | Alternative | 79% | Tracoe | 37240 | TUBE TRACHEOSTOMY SIZE 4.0 L41MM OD6MM ID4MM WHITE SILICONE DEHP FREE WATER CUFF KINK RESISTANT THERMALLY STABLE NECK STRAP RING OBTURATOR MR CONDITIONAL RADIOPAQUE VERY SOFT TUBE TIP STERILE PEDIATRIC LATEX FREE TRACOE Silcosoft | EA | 1 | 183 | 183 | 183 | 194 | 194 | 2 | 6460 | 35 | X | X | X | X | X |  | X |  | X | X | X | X |  | X | X | X |  | Silicone
| Tubes Tracheostomy/Laryngectomy | ICU Medical Inc | 65SP045 | TUBE TRACHEOSTOMY SIZE 4.5 L42MM OD6.7MM ID4.5MM WHITE SILICONE SECURE CUFF STRAIGHT FLANGE FLEXIBLE ADJUSTABLE OBTURATOR TRACH TIE MR CONDITIONAL KINK RESISTANT CE MARKED STERILE PEDIATRIC LATEX FREE PORTEX BIVONA AIRE-CUF | Silicone | EA | 1 | 171.82 | 171.82 | 171.82 | 179.04 | 186.5 | 4 | 11216.67 | 59 | Alternative | 90% | Medtronic Minimally Invasive | 45PCF | TUBE TRACHEOSTOMY SIZE 4.5 L42MM OD6.7MM ID4.5MM WHITE POLYVINYLCHLORIDE DEHP FREE TAPERGUARD CUFF INTEGRATED CONNECTOR TRANSPARENT FLANGE TAPE TIE RECESS PROMOTE AIRFLOW FLEXIBLE MR CONDITIONAL PEDIATRIC LATEX FREE DISPOSABLE SHILEY | EA | 1 | 45.5 | 58.67 | 60.87 | 65 | 72.12 | 51 | 32840.0198 | 521 | X | X | X | X | X | X | X |  | X | X | X | X | X |  | X | X | X | PVC
| Tubes Tracheostomy/Laryngectomy | ICU Medical Inc | 65SP045 | TUBE TRACHEOSTOMY SIZE 4.5 L42MM OD6.7MM ID4.5MM WHITE SILICONE SECURE CUFF STRAIGHT FLANGE FLEXIBLE ADJUSTABLE OBTURATOR TRACH TIE MR CONDITIONAL KINK RESISTANT CE MARKED STERILE PEDIATRIC LATEX FREE PORTEX BIVONA AIRE-CUF | Silicone | EA | 1 | 171.82 | 171.82 | 171.82 | 179.04 | 186.5 | 4 | 11216.67 | 59 | Alternative | 90% | Medtronic Minimally Invasive | 45PCF | TUBE TRACHEOSTOMY SIZE 4.5 L42MM OD6.7MM ID4.5MM WHITE POLYVINYLCHLORIDE DEHP FREE TAPERGUARD CUFF INTEGRATED CONNECTOR TRANSPARENT FLANGE TAPE TIE RECESS PROMOTE AIRFLOW FLEXIBLE MR CONDITIONAL PEDIATRIC LATEX FREE DISPOSABLE SHILEY | BX |  | 39.02 | 39.02 | 58.93 | 59.11 | 65 | 4 | 2819.26 | 44 | X | X | X | X | X | X | X |  | X | X | X | X | X |  | X | X | X | PVC
| Tubes Tracheostomy/Laryngectomy | ICU Medical Inc | 65SP045 | TUBE TRACHEOSTOMY SIZE 4.5 L42MM OD6.7MM ID4.5MM WHITE SILICONE SECURE CUFF STRAIGHT FLANGE FLEXIBLE ADJUSTABLE OBTURATOR TRACH TIE MR CONDITIONAL KINK RESISTANT CE MARKED STERILE PEDIATRIC LATEX FREE PORTEX BIVONA AIRE-CUF | Silicone | EA | 1 | 171.82 | 171.82 | 171.82 | 179.04 | 186.5 | 4 | 11216.67 | 59 | Alternative | 90% | Medtronic Minimally Invasive | 45PCF | TUBE TRACHEOSTOMY SIZE 4.5 L42MM OD6.7MM ID4.5MM WHITE POLYVINYLCHLORIDE DEHP FREE TAPERGUARD CUFF INTEGRATED CONNECTOR TRANSPARENT FLANGE TAPE TIE RECESS PROMOTE AIRFLOW FLEXIBLE MR CONDITIONAL PEDIATRIC LATEX FREE DISPOSABLE SHILEY | PK |  | 69.1 | 69.1 | 69.1 | 69.1 | 69.1 | 1 | 69.1 | 1 | X | X | X | X | X | X | X |  | X | X | X | X | X |  | X | X | X | PVC
| Tubes Tracheostomy/Laryngectomy | ICU Medical Inc | 65SP045 | TUBE TRACHEOSTOMY SIZE 4.5 L42MM OD6.7MM ID4.5MM WHITE SILICONE SECURE CUFF STRAIGHT FLANGE FLEXIBLE ADJUSTABLE OBTURATOR TRACH TIE MR CONDITIONAL KINK RESISTANT CE MARKED STERILE PEDIATRIC LATEX FREE PORTEX BIVONA AIRE-CUF | Silicone | EA | 1 | 171.82 | 171.82 | 171.82 | 179.04 | 186.5 | 4 | 11216.67 | 59 | Alternative | 81% | Medtronic Minimally Invasive | 45PEF | TUBE TRACHEOSTOMY SIZE 4.5 L42MM OD6.7MM ID4.5MM WHITE POLYVINYLCHLORIDE DEHP FREE CUFFLESS INTEGRATED CONNECTOR TRANSPARENT FLANGE TAPE TIE RECESS PROMOTE AIRFLOW FLEXIBLE MR CONDITIONAL PEDIATRIC LATEX FREE DISPOSABLE SHILEY | EA | 1 | 39.91 | 45.5 | 45.95 | 46.43 | 53.62 | 91 | 43970.54 | 945 | X | X | X | X | X |  | X |  | X | X | X | X | X |  | X | X | X | PVC
| Tubes Tracheostomy/Laryngectomy | ICU Medical Inc | 65SP045 | TUBE TRACHEOSTOMY SIZE 4.5 L42MM OD6.7MM ID4.5MM WHITE SILICONE SECURE CUFF STRAIGHT FLANGE FLEXIBLE ADJUSTABLE OBTURATOR TRACH TIE MR CONDITIONAL KINK RESISTANT CE MARKED STERILE PEDIATRIC LATEX FREE PORTEX BIVONA AIRE-CUF | Silicone | EA | 1 | 171.82 | 171.82 | 171.82 | 179.04 | 186.5 | 4 | 11216.67 | 59 | Alternative | 81% | Medtronic Minimally Invasive | 45PEF | TUBE TRACHEOSTOMY SIZE 4.5 L42MM OD6.7MM ID4.5MM WHITE POLYVINYLCHLORIDE DEHP FREE CUFFLESS INTEGRATED CONNECTOR TRANSPARENT FLANGE TAPE TIE RECESS PROMOTE AIRFLOW FLEXIBLE MR CONDITIONAL PEDIATRIC LATEX FREE DISPOSABLE SHILEY | BX |  | 45.84 | 46.43 | 46.43 | 46.43 | 49.6 | 5 | 10117.24 | 218 | X | X | X | X | X |  | X |  | X | X | X | X | X |  | X | X | X | PVC
| Tubes Tracheostomy/Laryngectomy | ICU Medical Inc | 65SP045 | TUBE TRACHEOSTOMY SIZE 4.5 L42MM OD6.7MM ID4.5MM WHITE SILICONE SECURE CUFF STRAIGHT FLANGE FLEXIBLE ADJUSTABLE OBTURATOR TRACH TIE MR CONDITIONAL KINK RESISTANT CE MARKED STERILE PEDIATRIC LATEX FREE PORTEX BIVONA AIRE-CUF | Silicone | EA | 1 | 171.82 | 171.82 | 171.82 | 179.04 | 186.5 | 4 | 11216.67 | 59 | Alternative | 81% | Medtronic Minimally Invasive | 45NCF | TUBE TRACHEOSTOMY SIZE 4.5 L36MM OD6.7MM ID4.5MM WHITE POLYVINYLCHLORIDE DEHP FREE TAPERGUARD CUFF INTEGRATED CONNECTOR TRANSPARENT FLANGE TAPE TIE RECESS PROMOTE AIRFLOW FLEXIBLE MR CONDITIONAL NEONATAL LATEX FREE DISPOSABLE SHILEY | EA | 1 | 45.2317 | 45.2317 | 58.95 | 69.03 | 69.03 | 3 | 1227.7302 | 20 | X | X |  | X | X | X | X |  | X | X | X | X | X |  | X | X | X | PVC
| Tubes Tracheostomy/Laryngectomy | ICU Medical Inc | 65SP045 | TUBE TRACHEOSTOMY SIZE 4.5 L42MM OD6.7MM ID4.5MM WHITE SILICONE SECURE CUFF STRAIGHT FLANGE FLEXIBLE ADJUSTABLE OBTURATOR TRACH TIE MR CONDITIONAL KINK RESISTANT CE MARKED STERILE PEDIATRIC LATEX FREE PORTEX BIVONA AIRE-CUF | Silicone | EA | 1 | 171.82 | 171.82 | 171.82 | 179.04 | 186.5 | 4 | 11216.67 | 59 | Alternative | 81% | Medtronic Minimally Invasive | 45PEF | TUBE TRACHEOSTOMY SIZE 4.5 L42MM OD6.7MM ID4.5MM WHITE POLYVINYLCHLORIDE DEHP FREE CUFFLESS INTEGRATED CONNECTOR TRANSPARENT FLANGE TAPE TIE RECESS PROMOTE AIRFLOW FLEXIBLE MR CONDITIONAL PEDIATRIC LATEX FREE DISPOSABLE SHILEY | PK |  | 46.43 | 46.43 | 46.43 | 46.43 | 46.43 | 2 | 185.72 | 4 | X | X | X | X | X |  | X |  | X | X | X | X | X |  | X | X | X | PVC
| Tubes Tracheostomy/Laryngectomy | ICU Medical Inc | 65SP045 | TUBE TRACHEOSTOMY SIZE 4.5 L42MM OD6.7MM ID4.5MM WHITE SILICONE SECURE CUFF STRAIGHT FLANGE FLEXIBLE ADJUSTABLE OBTURATOR TRACH TIE MR CONDITIONAL KINK RESISTANT CE MARKED STERILE PEDIATRIC LATEX FREE PORTEX BIVONA AIRE-CUF | Silicone | EA | 1 | 171.82 | 171.82 | 171.82 | 179.04 | 186.5 | 4 | 11216.67 | 59 | Alternative | 81% | Medtronic Minimally Invasive | 45PEFP | TUBE TRACHEOSTOMY SIZE 4.5 L42MM OD6.7MM ID4.5MM WHITE POLYVINYLCHLORIDE DEHP FREE CUFFLESS INTEGRATED CONNECTOR TRANSPARENT FLANGE TAPE TIE RECESS PROMOTE AIRFLOW FLEXIBLE MR CONDITIONAL PEDIATRIC LATEX FREE DISPOSABLE SHILEY | [10 empty] | X | X | X | X | X |  | X |  | X | X | X | X | X |  | X | X | X | PVC
| Tubes Tracheostomy/Laryngectomy | ICU Medical Inc | 65SP045 | TUBE TRACHEOSTOMY SIZE 4.5 L42MM OD6.7MM ID4.5MM WHITE SILICONE SECURE CUFF STRAIGHT FLANGE FLEXIBLE ADJUSTABLE OBTURATOR TRACH TIE MR CONDITIONAL KINK RESISTANT CE MARKED STERILE PEDIATRIC LATEX FREE PORTEX BIVONA AIRE-CUF | Silicone | EA | 1 | 171.82 | 171.82 | 171.82 | 179.04 | 186.5 | 4 | 11216.67 | 59 | Alternative | 79% | Tracoe | 37145 | TUBE TRACHEOSTOMY SIZE 4.5 L42MM OD6.6MM ID4.5MM WHITE SILICONE DEHP FREE CUFFLESS KINK RESISTANT EXTENDED LENGTH THERMALLY STABLE NECK STRAP RING OBTURATOR MR CONDITIONAL RADIOPAQUE VERY SOFT TUBE TIP STERILE PEDIATRIC LATEX FREE TRACOE Silcosoft | EA | 1 | 68 | 68 | 91 | 91 | 91 | 3 | 4503 | 51 | X | X | X | X | X |  | X |  | X | X | X | X |  | X | X | X |  | Silicone
| Tubes Tracheostomy/Laryngectomy | ICU Medical Inc | 65SP045 | TUBE TRACHEOSTOMY SIZE 4.5 L42MM OD6.7MM ID4.5MM WHITE SILICONE SECURE CUFF STRAIGHT FLANGE FLEXIBLE ADJUSTABLE OBTURATOR TRACH TIE MR CONDITIONAL KINK RESISTANT CE MARKED STERILE PEDIATRIC LATEX FREE PORTEX BIVONA AIRE-CUF | Silicone | EA | 1 | 171.82 | 171.82 | 171.82 | 179.04 | 186.5 | 4 | 11216.67 | 59 | Alternative | 79% | Tracoe | 37245 | TUBE TRACHEOSTOMY SIZE 4.5 L42MM OD6.6MM ID4.5MM WHITE SILICONE DEHP FREE WATER CUFF KINK RESISTANT THERMALLY STABLE NECK STRAP RING OBTURATOR MR CONDITIONAL RADIOPAQUE VERY SOFT TUBE TIP STERILE PEDIATRIC LATEX FREE TRACOE Silcosoft | EA | 1 | 183.85 | 183.85 | 194 | 194 | 194 | 3 | 3573.1 | 18 | X | X | X | X | X |  | X |  | X | X | X | X |  | X | X | X |  | Silicone
| Tubes Tracheostomy/Laryngectomy | ICU Medical Inc | 65SP045 | TUBE TRACHEOSTOMY SIZE 4.5 L42MM OD6.7MM ID4.5MM WHITE SILICONE SECURE CUFF STRAIGHT FLANGE FLEXIBLE ADJUSTABLE OBTURATOR TRACH TIE MR CONDITIONAL KINK RESISTANT CE MARKED STERILE PEDIATRIC LATEX FREE PORTEX BIVONA AIRE-CUF | Silicone | EA | 1 | 171.82 | 171.82 | 171.82 | 179.04 | 186.5 | 4 | 11216.67 | 59 | Alternative | 79% | Tracoe | 37345 | TUBE TRACHEOSTOMY SIZE 4.5 L42MM OD6.6MM ID4.5MM WHITE SILICONE DEHP FREE KINK RESISTANT EXTENDED LENGTH THERMALLY STABLE NECK STRAP RING OBTURATOR MR CONDITIONAL RADIOPAQUE VERY SOFT TUBE TIP STERILE PEDIATRIC LATEX FREE TRACOE Silcosoft | EA | 1 | 204 | 204 | 206 | 206 | 206 | 3 | 21572 | 105 | X | X | X | X | X |  | X |  | X | X | X | X |  | X | X | X |  | Silicone
| Tubes Tracheostomy/Laryngectomy | ICU Medical Inc | 65SP045 | TUBE TRACHEOSTOMY SIZE 4.5 L42MM OD6.7MM ID4.5MM WHITE SILICONE SECURE CUFF STRAIGHT FLANGE FLEXIBLE ADJUSTABLE OBTURATOR TRACH TIE MR CONDITIONAL KINK RESISTANT CE MARKED STERILE PEDIATRIC LATEX FREE PORTEX BIVONA AIRE-CUF | Silicone | EA | 1 | 171.82 | 171.82 | 171.82 | 179.04 | 186.5 | 4 | 11216.67 | 59 | Alternative | 79% | Tracoe | 37045 | TUBE TRACHEOSTOMY SIZE 4.5 L42MM OD6.6MM ID4.5MM WHITE SILICONE DEHP FREE CUFFLESS KINK RESISTANT THERMALLY STABLE NECK STRAP RING OBTURATOR MR CONDITIONAL RADIOPAQUE VERY SOFT TUBE TIP STERILE PEDIATRIC LATEX FREE TRACOE Silcosoft | EA | 1 | 63 | 63 | 63 | 68 | 68 | 2 | 1348 | 21 | X | X | X | X | X |  | X |  | X | X | X | X |  | X | X | X |  | Silicone
| Tubes Tracheostomy/Laryngectomy | ICU Medical Inc | 65SP045 | TUBE TRACHEOSTOMY SIZE 4.5 L42MM OD6.7MM ID4.5MM WHITE SILICONE SECURE CUFF STRAIGHT FLANGE FLEXIBLE ADJUSTABLE OBTURATOR TRACH TIE MR CONDITIONAL KINK RESISTANT CE MARKED STERILE PEDIATRIC LATEX FREE PORTEX BIVONA AIRE-CUF | Silicone | EA | 1 | 171.82 | 171.82 | 171.82 | 179.04 | 186.5 | 4 | 11216.67 | 59 | Alternative | 79% | Tracoe | 37045 | TUBE TRACHEOSTOMY SIZE 4.5 L42MM OD6.6MM ID4.5MM WHITE SILICONE DEHP FREE CUFFLESS KINK RESISTANT THERMALLY STABLE NECK STRAP RING OBTURATOR MR CONDITIONAL RADIOPAQUE VERY SOFT TUBE TIP STERILE PEDIATRIC LATEX FREE TRACOE Silcosoft | BX |  | 68 | 68 | 68 | 68 | 68 | 1 | 204 | 3 | X | X | X | X | X |  | X |  | X | X | X | X |  | X | X | X |  | Silicone
| Tubes Tracheostomy/Laryngectomy | ICU Medical Inc | 65SP050 | TUBE TRACHEOSTOMY SIZE 5.0 L44MM OD7.3MM ID5MM WHITE SILICONE SECURE CUFF STRAIGHT FLANGE FLEXIBLE ADJUSTABLE OBTURATOR TRACH TIE MR CONDITIONAL KINK RESISTANT CE MARKED STERILE PEDIATRIC LATEX FREE PORTEX BIVONA AIRE-CUF | Silicone | EA | 1 | 171.82 | 171.82 | 181.7 | 186.5 | 199.91 | 5 | 17261.23 | 93 | Alternative | 90% | Medtronic Minimally Invasive | 50PCF | TUBE TRACHEOSTOMY SIZE 5.0 L44MM OD7.3MM ID5MM WHITE POLYVINYLCHLORIDE DEHP FREE TAPERGUARD CUFF INTEGRATED CONNECTOR TRANSPARENT FLANGE TAPE TIE RECESS PROMOTE AIRFLOW FLEXIBLE MR CONDITIONAL PEDIATRIC LATEX FREE DISPOSABLE SHILEY | EA | 1 | 45.2317 | 58.67 | 60.54 | 65 | 73.42 | 59 | 31421.0402 | 508 | X | X | X | X | X | X | X |  | X | X | X | X | X |  | X | X | X | PVC
| Tubes Tracheostomy/Laryngectomy | ICU Medical Inc | 65SP050 | TUBE TRACHEOSTOMY SIZE 5.0 L44MM OD7.3MM ID5MM WHITE SILICONE SECURE CUFF STRAIGHT FLANGE FLEXIBLE ADJUSTABLE OBTURATOR TRACH TIE MR CONDITIONAL KINK RESISTANT CE MARKED STERILE PEDIATRIC LATEX FREE PORTEX BIVONA AIRE-CUF | Silicone | EA | 1 | 171.82 | 171.82 | 181.7 | 186.5 | 199.91 | 5 | 17261.23 | 93 | Alternative | 90% | Medtronic Minimally Invasive | 50PCF | TUBE TRACHEOSTOMY SIZE 5.0 L44MM OD7.3MM ID5MM WHITE POLYVINYLCHLORIDE DEHP FREE TAPERGUARD CUFF INTEGRATED CONNECTOR TRANSPARENT FLANGE TAPE TIE RECESS PROMOTE AIRFLOW FLEXIBLE MR CONDITIONAL PEDIATRIC LATEX FREE DISPOSABLE SHILEY | BX |  | 39.02 | 39.02 | 58.93 | 59.11 | 65 | 4 | 645.19 | 11 | X | X | X | X | X | X | X |  | X | X | X | X | X |  | X | X | X | PVC
| Tubes Tracheostomy/Laryngectomy | ICU Medical Inc | 65SP050 | TUBE TRACHEOSTOMY SIZE 5.0 L44MM OD7.3MM ID5MM WHITE SILICONE SECURE CUFF STRAIGHT FLANGE FLEXIBLE ADJUSTABLE OBTURATOR TRACH TIE MR CONDITIONAL KINK RESISTANT CE MARKED STERILE PEDIATRIC LATEX FREE PORTEX BIVONA AIRE-CUF | Silicone | EA | 1 | 171.82 | 171.82 | 181.7 | 186.5 | 199.91 | 5 | 17261.23 | 93 | Alternative | 90% | Medtronic Minimally Invasive | 50PCF | TUBE TRACHEOSTOMY SIZE 5.0 L44MM OD7.3MM ID5MM WHITE POLYVINYLCHLORIDE DEHP FREE TAPERGUARD CUFF INTEGRATED CONNECTOR TRANSPARENT FLANGE TAPE TIE RECESS PROMOTE AIRFLOW FLEXIBLE MR CONDITIONAL PEDIATRIC LATEX FREE DISPOSABLE SHILEY | PK |  | 69.1 | 69.1 | 69.1 | 69.1 | 69.1 | 1 | 276.4 | 4 | X | X | X | X | X | X | X |  | X | X | X | X | X |  | X | X | X | PVC
| Tubes Tracheostomy/Laryngectomy | ICU Medical Inc | 65SP050 | TUBE TRACHEOSTOMY SIZE 5.0 L44MM OD7.3MM ID5MM WHITE SILICONE SECURE CUFF STRAIGHT FLANGE FLEXIBLE ADJUSTABLE OBTURATOR TRACH TIE MR CONDITIONAL KINK RESISTANT CE MARKED STERILE PEDIATRIC LATEX FREE PORTEX BIVONA AIRE-CUF | Silicone | EA | 1 | 171.82 | 171.82 | 181.7 | 186.5 | 199.91 | 5 | 17261.23 | 93 | Alternative | 81% | Medtronic Minimally Invasive | 50PEF | TUBE TRACHEOSTOMY SIZE 5.0 L44MM OD7.3MM ID5MM WHITE POLYVINYLCHLORIDE DEHP FREE CUFFLESS INTEGRATED CONNECTOR TRANSPARENT FLANGE TAPE TIE RECESS PROMOTE AIRFLOW FLEXIBLE MR CONDITIONAL PEDIATRIC LATEX FREE DISPOSABLE SHILEY | EA | 1 | 39.91 | 45.07 | 45.96 | 46.75 | 54.44 | 100 | 38878.65 | 831 | X | X | X | X | X |  | X |  | X | X | X | X | X |  | X | X | X | PVC
| Tubes Tracheostomy/Laryngectomy | ICU Medical Inc | 65SP050 | TUBE TRACHEOSTOMY SIZE 5.0 L44MM OD7.3MM ID5MM WHITE SILICONE SECURE CUFF STRAIGHT FLANGE FLEXIBLE ADJUSTABLE OBTURATOR TRACH TIE MR CONDITIONAL KINK RESISTANT CE MARKED STERILE PEDIATRIC LATEX FREE PORTEX BIVONA AIRE-CUF | Silicone | EA | 1 | 171.82 | 171.82 | 181.7 | 186.5 | 199.91 | 5 | 17261.23 | 93 | Alternative | 81% | Medtronic Minimally Invasive | 50PLCF | TUBE TRACHEOSTOMY SIZE 5.0 L50MM OD7.3MM ID5MM WHITE POLYVINYLCHLORIDE DEHP FREE EXTRA LONG TAPERGUARD CUFF INTEGRATED CONNECTOR TRANSPARENT FLANGE TAPE TIE RECESS PROMOTE AIRFLOW FLEXIBLE MR CONDITIONAL PEDIATRIC LATEX FREE DISPOSABLE SHILEY | EA | 1 | 45.8983 | 58.93 | 61.45 | 65.48 | 73.84 | 26 | 16079.2838 | 254 | X | X |  | X | X | X | X |  | X | X | X | X | X |  | X | X | X | PVC
| Tubes Tracheostomy/Laryngectomy | ICU Medical Inc | 65SP050 | TUBE TRACHEOSTOMY SIZE 5.0 L44MM OD7.3MM ID5MM WHITE SILICONE SECURE CUFF STRAIGHT FLANGE FLEXIBLE ADJUSTABLE OBTURATOR TRACH TIE MR CONDITIONAL KINK RESISTANT CE MARKED STERILE PEDIATRIC LATEX FREE PORTEX BIVONA AIRE-CUF | Silicone | EA | 1 | 171.82 | 171.82 | 181.7 | 186.5 | 199.91 | 5 | 17261.23 | 93 | Alternative | 81% | Medtronic Minimally Invasive | 50PEF | TUBE TRACHEOSTOMY SIZE 5.0 L44MM OD7.3MM ID5MM WHITE POLYVINYLCHLORIDE DEHP FREE CUFFLESS INTEGRATED CONNECTOR TRANSPARENT FLANGE TAPE TIE RECESS PROMOTE AIRFLOW FLEXIBLE MR CONDITIONAL PEDIATRIC LATEX FREE DISPOSABLE SHILEY | BX |  | 40.31 | 45.5 | 45.95 | 46.43 | 53.09 | 11 | 7217.81 | 156 | X | X | X | X | X |  | X |  | X | X | X | X | X |  | X | X | X | PVC
| Tubes Tracheostomy/Laryngectomy | ICU Medical Inc | 65SP050 | TUBE TRACHEOSTOMY SIZE 5.0 L44MM OD7.3MM ID5MM WHITE SILICONE SECURE CUFF STRAIGHT FLANGE FLEXIBLE ADJUSTABLE OBTURATOR TRACH TIE MR CONDITIONAL KINK RESISTANT CE MARKED STERILE PEDIATRIC LATEX FREE PORTEX BIVONA AIRE-CUF | Silicone | EA | 1 | 171.82 | 171.82 | 181.7 | 186.5 | 199.91 | 5 | 17261.23 | 93 | Alternative | 81% | Medtronic Minimally Invasive | 50PLCF | TUBE TRACHEOSTOMY SIZE 5.0 L50MM OD7.3MM ID5MM WHITE POLYVINYLCHLORIDE DEHP FREE EXTRA LONG TAPERGUARD CUFF INTEGRATED CONNECTOR TRANSPARENT FLANGE TAPE TIE RECESS PROMOTE AIRFLOW FLEXIBLE MR CONDITIONAL PEDIATRIC LATEX FREE DISPOSABLE SHILEY | PK |  | 69.1 | 69.1 | 69.1 | 69.1 | 69.1 | 1 | 207.3 | 3 | X | X |  | X | X | X | X |  | X | X | X | X | X |  | X | X | X | PVC
| Tubes Tracheostomy/Laryngectomy | ICU Medical Inc | 65SP050 | TUBE TRACHEOSTOMY SIZE 5.0 L44MM OD7.3MM ID5MM WHITE SILICONE SECURE CUFF STRAIGHT FLANGE FLEXIBLE ADJUSTABLE OBTURATOR TRACH TIE MR CONDITIONAL KINK RESISTANT CE MARKED STERILE PEDIATRIC LATEX FREE PORTEX BIVONA AIRE-CUF | Silicone | EA | 1 | 171.82 | 171.82 | 181.7 | 186.5 | 199.91 | 5 | 17261.23 | 93 | Alternative | 81% | Medtronic Minimally Invasive | 50PLCF | TUBE TRACHEOSTOMY SIZE 5.0 L50MM OD7.3MM ID5MM WHITE POLYVINYLCHLORIDE DEHP FREE EXTRA LONG TAPERGUARD CUFF INTEGRATED CONNECTOR TRANSPARENT FLANGE TAPE TIE RECESS PROMOTE AIRFLOW FLEXIBLE MR CONDITIONAL PEDIATRIC LATEX FREE DISPOSABLE SHILEY | BX |  | 39.02 | 39.02 | 39.02 | 39.02 | 39.02 | 1 | 78.04 | 2 | X | X |  | X | X | X | X |  | X | X | X | X | X |  | X | X | X | PVC
| Tubes Tracheostomy/Laryngectomy | ICU Medical Inc | 65SP050 | TUBE TRACHEOSTOMY SIZE 5.0 L44MM OD7.3MM ID5MM WHITE SILICONE SECURE CUFF STRAIGHT FLANGE FLEXIBLE ADJUSTABLE OBTURATOR TRACH TIE MR CONDITIONAL KINK RESISTANT CE MARKED STERILE PEDIATRIC LATEX FREE PORTEX BIVONA AIRE-CUF | Silicone | EA | 1 | 171.82 | 171.82 | 181.7 | 186.5 | 199.91 | 5 | 17261.23 | 93 | Alternative | 81% | Medtronic Minimally Invasive | 50PEFP | TUBE TRACHEOSTOMY SIZE 5.0 L44MM OD7.3MM ID5MM WHITE POLYVINYLCHLORIDE DEHP FREE CUFFLESS INTEGRATED CONNECTOR TRANSPARENT FLANGE TAPE TIE RECESS PROMOTE AIRFLOW FLEXIBLE MR CONDITIONAL PEDIATRIC LATEX FREE DISPOSABLE SHILEY | [10 empty] | X | X | X | X | X |  | X |  | X | X | X | X | X |  | X | X | X | PVC
| Tubes Tracheostomy/Laryngectomy | ICU Medical Inc | 65SP050 | TUBE TRACHEOSTOMY SIZE 5.0 L44MM OD7.3MM ID5MM WHITE SILICONE SECURE CUFF STRAIGHT FLANGE FLEXIBLE ADJUSTABLE OBTURATOR TRACH TIE MR CONDITIONAL KINK RESISTANT CE MARKED STERILE PEDIATRIC LATEX FREE PORTEX BIVONA AIRE-CUF | Silicone | EA | 1 | 171.82 | 171.82 | 181.7 | 186.5 | 199.91 | 5 | 17261.23 | 93 | Alternative | 79% | Tracoe | 37350 | TUBE TRACHEOSTOMY SIZE 5.0 L44MM OD7.3MM ID5MM WHITE SILICONE DEHP FREE KINK RESISTANT EXTENDED LENGTH THERMALLY STABLE NECK STRAP RING OBTURATOR MR CONDITIONAL RADIOPAQUE VERY SOFT TUBE TIP STERILE PEDIATRIC LATEX FREE TRACOE Silcosoft | EA | 1 | 200 | 200 | 204 | 206 | 206 | 3 | 12850 | 63 | X | X | X | X | X |  | X |  | X | X | X | X |  | X | X | X |  | Silicone
| Tubes Tracheostomy/Laryngectomy | ICU Medical Inc | 65SP050 | TUBE TRACHEOSTOMY SIZE 5.0 L44MM OD7.3MM ID5MM WHITE SILICONE SECURE CUFF STRAIGHT FLANGE FLEXIBLE ADJUSTABLE OBTURATOR TRACH TIE MR CONDITIONAL KINK RESISTANT CE MARKED STERILE PEDIATRIC LATEX FREE PORTEX BIVONA AIRE-CUF | Silicone | EA | 1 | 171.82 | 171.82 | 181.7 | 186.5 | 199.91 | 5 | 17261.23 | 93 | Alternative | 79% | Tracoe | 37050 | TUBE TRACHEOSTOMY SIZE 5.0 L44MM OD7.3MM ID5MM WHITE SILICONE DEHP FREE CUFFLESS KINK RESISTANT THERMALLY STABLE NECK STRAP RING OBTURATOR MR CONDITIONAL RADIOPAQUE VERY SOFT TUBE TIP STERILE PEDIATRIC LATEX FREE TRACOE Silcosoft | EA | 1 | 63 | 63 | 63 | 68 | 68 | 2 | 1373 | 21 | X | X | X | X | X |  | X |  | X | X | X | X |  | X | X | X |  | Silicone
| Tubes Tracheostomy/Laryngectomy | ICU Medical Inc | 65SP050 | TUBE TRACHEOSTOMY SIZE 5.0 L44MM OD7.3MM ID5MM WHITE SILICONE SECURE CUFF STRAIGHT FLANGE FLEXIBLE ADJUSTABLE OBTURATOR TRACH TIE MR CONDITIONAL KINK RESISTANT CE MARKED STERILE PEDIATRIC LATEX FREE PORTEX BIVONA AIRE-CUF | Silicone | EA | 1 | 171.82 | 171.82 | 181.7 | 186.5 | 199.91 | 5 | 17261.23 | 93 | Alternative | 79% | Tracoe | 37250 | TUBE TRACHEOSTOMY SIZE 5.0 L44MM OD7.3MM ID5MM WHITE SILICONE DEHP FREE WATER CUFF KINK RESISTANT THERMALLY STABLE NECK STRAP RING OBTURATOR MR CONDITIONAL RADIOPAQUE VERY SOFT TUBE TIP STERILE PEDIATRIC LATEX FREE TRACOE Silcosoft | EA | 1 | 183.85 | 183.85 | 183.85 | 194 | 194 | 2 | 1511.4 | 8 | X | X | X | X | X |  | X |  | X | X | X | X |  | X | X | X |  | Silicone
| Tubes Tracheostomy/Laryngectomy | ICU Medical Inc | 65SP050 | TUBE TRACHEOSTOMY SIZE 5.0 L44MM OD7.3MM ID5MM WHITE SILICONE SECURE CUFF STRAIGHT FLANGE FLEXIBLE ADJUSTABLE OBTURATOR TRACH TIE MR CONDITIONAL KINK RESISTANT CE MARKED STERILE PEDIATRIC LATEX FREE PORTEX BIVONA AIRE-CUF | Silicone | EA | 1 | 171.82 | 171.82 | 181.7 | 186.5 | 199.91 | 5 | 17261.23 | 93 | Alternative | 79% | Tracoe | 37150 | TUBE TRACHEOSTOMY SIZE 5.0 L44MM OD7.3MM ID5MM WHITE SILICONE DEHP FREE CUFFLESS KINK RESISTANT EXTENDED LENGTH THERMALLY STABLE NECK STRAP RING OBTURATOR MR CONDITIONAL RADIOPAQUE VERY SOFT TUBE TIP STERILE PEDIATRIC LATEX FREE TRACOE Silcosoft | EA | 1 | 91 | 91 | 91 | 91 | 91 | 2 | 1911 | 21 | X | X | X | X | X |  | X |  | X | X | X | X |  | X | X | X |  | Silicone
| Tubes Tracheostomy/Laryngectomy | ICU Medical Inc | 65SP055 | TUBE TRACHEOSTOMY SIZE 5.5 L46MM OD8MM ID5.5MM WHITE SILICONE SECURE CUFF STRAIGHT FLANGE FLEXIBLE ADJUSTABLE OBTURATOR TRACH TIE MR CONDITIONAL KINK RESISTANT CE MARKED STERILE PEDIATRIC LATEX FREE PORTEX BIVONA AIRE-CUF | Silicone | EA | 1 | 171.82 | 171.82 | 179.04 | 186.5 | 194.05 | 5 | 20447.51 | 109 | Alternative | 90% | Medtronic Minimally Invasive | 55PCF | TUBE TRACHEOSTOMY SIZE 5.5 L46MM OD7.9MM ID5.5MM WHITE POLYVINYLCHLORIDE DEHP FREE TAPERGUARD CUFF INTEGRATED CONNECTOR TRANSPARENT FLANGE TAPE TIE RECESS PROMOTE AIRFLOW FLEXIBLE MR CONDITIONAL PEDIATRIC LATEX FREE DISPOSABLE SHILEY | EA | 1 | 45.2317 | 49.34 | 59.11 | 65 | 73.841 | 52 | 30163.5722 | 490 | X | X | X | X | X | X | X |  | X | X | X | X | X |  | X | X | X | PVC
| Tubes Tracheostomy/Laryngectomy | ICU Medical Inc | 65SP055 | TUBE TRACHEOSTOMY SIZE 5.5 L46MM OD8MM ID5.5MM WHITE SILICONE SECURE CUFF STRAIGHT FLANGE FLEXIBLE ADJUSTABLE OBTURATOR TRACH TIE MR CONDITIONAL KINK RESISTANT CE MARKED STERILE PEDIATRIC LATEX FREE PORTEX BIVONA AIRE-CUF | Silicone | EA | 1 | 171.82 | 171.82 | 179.04 | 186.5 | 194.05 | 5 | 20447.51 | 109 | Alternative | 90% | Medtronic Minimally Invasive | 55PCF | TUBE TRACHEOSTOMY SIZE 5.5 L46MM OD7.9MM ID5.5MM WHITE POLYVINYLCHLORIDE DEHP FREE TAPERGUARD CUFF INTEGRATED CONNECTOR TRANSPARENT FLANGE TAPE TIE RECESS PROMOTE AIRFLOW FLEXIBLE MR CONDITIONAL PEDIATRIC LATEX FREE DISPOSABLE SHILEY | BX |  | 39.02 | 39.02 | 58.93 | 59.11 | 59.11 | 3 | 1080.93 | 19 | X | X | X | X | X | X | X |  | X | X | X | X | X |  | X | X | X | PVC
| Tubes Tracheostomy/Laryngectomy | ICU Medical Inc | 65SP055 | TUBE TRACHEOSTOMY SIZE 5.5 L46MM OD8MM ID5.5MM WHITE SILICONE SECURE CUFF STRAIGHT FLANGE FLEXIBLE ADJUSTABLE OBTURATOR TRACH TIE MR CONDITIONAL KINK RESISTANT CE MARKED STERILE PEDIATRIC LATEX FREE PORTEX BIVONA AIRE-CUF | Silicone | EA | 1 | 171.82 | 171.82 | 179.04 | 186.5 | 194.05 | 5 | 20447.51 | 109 | Alternative | 90% | Medtronic Minimally Invasive | 55PCF | TUBE TRACHEOSTOMY SIZE 5.5 L46MM OD7.9MM ID5.5MM WHITE POLYVINYLCHLORIDE DEHP FREE TAPERGUARD CUFF INTEGRATED CONNECTOR TRANSPARENT FLANGE TAPE TIE RECESS PROMOTE AIRFLOW FLEXIBLE MR CONDITIONAL PEDIATRIC LATEX FREE DISPOSABLE SHILEY | PK |  | 69.1 | 69.1 | 69.1 | 69.1 | 69.1 | 1 | 69.1 | 1 | X | X | X | X | X | X | X |  | X | X | X | X | X |  | X | X | X | PVC
| Tubes Tracheostomy/Laryngectomy | ICU Medical Inc | 65SP055 | TUBE TRACHEOSTOMY SIZE 5.5 L46MM OD8MM ID5.5MM WHITE SILICONE SECURE CUFF STRAIGHT FLANGE FLEXIBLE ADJUSTABLE OBTURATOR TRACH TIE MR CONDITIONAL KINK RESISTANT CE MARKED STERILE PEDIATRIC LATEX FREE PORTEX BIVONA AIRE-CUF | Silicone | EA | 1 | 171.82 | 171.82 | 179.04 | 186.5 | 194.05 | 5 | 20447.51 | 109 | Alternative | 81% | Medtronic Minimally Invasive | 55PEF | TUBE TRACHEOSTOMY SIZE 5.5 L46MM OD7.9MM ID5.5MM WHITE POLYVINYLCHLORIDE DEHP FREE CUFFLESS INTEGRATED CONNECTOR TRANSPARENT FLANGE TAPE TIE RECESS PROMOTE AIRFLOW FLEXIBLE MR CONDITIONAL PEDIATRIC LATEX FREE DISPOSABLE SHILEY | EA | 1 | 39.91 | 45.5 | 46.42 | 46.75 | 54.68 | 69 | 24512.4963 | 523 | X | X | X | X | X |  | X |  | X | X | X | X | X |  | X | X | X | PVC
| Tubes Tracheostomy/Laryngectomy | ICU Medical Inc | 65SP055 | TUBE TRACHEOSTOMY SIZE 5.5 L46MM OD8MM ID5.5MM WHITE SILICONE SECURE CUFF STRAIGHT FLANGE FLEXIBLE ADJUSTABLE OBTURATOR TRACH TIE MR CONDITIONAL KINK RESISTANT CE MARKED STERILE PEDIATRIC LATEX FREE PORTEX BIVONA AIRE-CUF | Silicone | EA | 1 | 171.82 | 171.82 | 179.04 | 186.5 | 194.05 | 5 | 20447.51 | 109 | Alternative | 81% | Medtronic Minimally Invasive | 55PLCF | TUBE TRACHEOSTOMY SIZE 5.5 L52MM OD7.9MM ID5.5MM WHITE POLYVINYLCHLORIDE DEHP FREE EXTRA LONG TAPERGUARD CUFF INTEGRATED CONNECTOR TRANSPARENT FLANGE TAPE TIE RECESS PROMOTE AIRFLOW FLEXIBLE MR CONDITIONAL PEDIATRIC LATEX FREE DISPOSABLE SHILEY | EA | 1 | 45.2317 | 49 | 60.54 | 69.1 | 73.91 | 11 | 2497.0402 | 40 | X | X |  | X | X | X | X |  | X | X | X | X | X |  | X | X | X | PVC
| Tubes Tracheostomy/Laryngectomy | ICU Medical Inc | 65SP055 | TUBE TRACHEOSTOMY SIZE 5.5 L46MM OD8MM ID5.5MM WHITE SILICONE SECURE CUFF STRAIGHT FLANGE FLEXIBLE ADJUSTABLE OBTURATOR TRACH TIE MR CONDITIONAL KINK RESISTANT CE MARKED STERILE PEDIATRIC LATEX FREE PORTEX BIVONA AIRE-CUF | Silicone | EA | 1 | 171.82 | 171.82 | 179.04 | 186.5 | 194.05 | 5 | 20447.51 | 109 | Alternative | 81% | Medtronic Minimally Invasive | 55PEF | TUBE TRACHEOSTOMY SIZE 5.5 L46MM OD7.9MM ID5.5MM WHITE POLYVINYLCHLORIDE DEHP FREE CUFFLESS INTEGRATED CONNECTOR TRANSPARENT FLANGE TAPE TIE RECESS PROMOTE AIRFLOW FLEXIBLE MR CONDITIONAL PEDIATRIC LATEX FREE DISPOSABLE SHILEY | BX |  | 27.08 | 27.08 | 27.08 | 46.43 | 46.43 | 2 | 4762.94 | 103 | X | X | X | X | X |  | X |  | X | X | X | X | X |  | X | X | X | PVC
| Tubes Tracheostomy/Laryngectomy | ICU Medical Inc | 65SP055 | TUBE TRACHEOSTOMY SIZE 5.5 L46MM OD8MM ID5.5MM WHITE SILICONE SECURE CUFF STRAIGHT FLANGE FLEXIBLE ADJUSTABLE OBTURATOR TRACH TIE MR CONDITIONAL KINK RESISTANT CE MARKED STERILE PEDIATRIC LATEX FREE PORTEX BIVONA AIRE-CUF | Silicone | EA | 1 | 171.82 | 171.82 | 179.04 | 186.5 | 194.05 | 5 | 20447.51 | 109 | Alternative | 81% | Medtronic Minimally Invasive | 55PLCF | TUBE TRACHEOSTOMY SIZE 5.5 L52MM OD7.9MM ID5.5MM WHITE POLYVINYLCHLORIDE DEHP FREE EXTRA LONG TAPERGUARD CUFF INTEGRATED CONNECTOR TRANSPARENT FLANGE TAPE TIE RECESS PROMOTE AIRFLOW FLEXIBLE MR CONDITIONAL PEDIATRIC LATEX FREE DISPOSABLE SHILEY | PK |  | 69.1 | 69.1 | 69.1 | 69.1 | 69.1 | 1 | 207.3 | 3 | X | X |  | X | X | X | X |  | X | X | X | X | X |  | X | X | X | PVC
| Tubes Tracheostomy/Laryngectomy | ICU Medical Inc | 65SP055 | TUBE TRACHEOSTOMY SIZE 5.5 L46MM OD8MM ID5.5MM WHITE SILICONE SECURE CUFF STRAIGHT FLANGE FLEXIBLE ADJUSTABLE OBTURATOR TRACH TIE MR CONDITIONAL KINK RESISTANT CE MARKED STERILE PEDIATRIC LATEX FREE PORTEX BIVONA AIRE-CUF | Silicone | EA | 1 | 171.82 | 171.82 | 179.04 | 186.5 | 194.05 | 5 | 20447.51 | 109 | Alternative | 81% | Medtronic Minimally Invasive | 55PEF | TUBE TRACHEOSTOMY SIZE 5.5 L46MM OD7.9MM ID5.5MM WHITE POLYVINYLCHLORIDE DEHP FREE CUFFLESS INTEGRATED CONNECTOR TRANSPARENT FLANGE TAPE TIE RECESS PROMOTE AIRFLOW FLEXIBLE MR CONDITIONAL PEDIATRIC LATEX FREE DISPOSABLE SHILEY | CS |  | 43.38 | 43.38 | 43.38 | 43.38 | 43.38 | 1 | 86.76 | 2 | X | X | X | X | X |  | X |  | X | X | X | X | X |  | X | X | X | PVC
| Tubes Tracheostomy/Laryngectomy | ICU Medical Inc | 65SP055 | TUBE TRACHEOSTOMY SIZE 5.5 L46MM OD8MM ID5.5MM WHITE SILICONE SECURE CUFF STRAIGHT FLANGE FLEXIBLE ADJUSTABLE OBTURATOR TRACH TIE MR CONDITIONAL KINK RESISTANT CE MARKED STERILE PEDIATRIC LATEX FREE PORTEX BIVONA AIRE-CUF | Silicone | EA | 1 | 171.82 | 171.82 | 179.04 | 186.5 | 194.05 | 5 | 20447.51 | 109 | Alternative | 81% | Medtronic Minimally Invasive | 55PLCF | TUBE TRACHEOSTOMY SIZE 5.5 L52MM OD7.9MM ID5.5MM WHITE POLYVINYLCHLORIDE DEHP FREE EXTRA LONG TAPERGUARD CUFF INTEGRATED CONNECTOR TRANSPARENT FLANGE TAPE TIE RECESS PROMOTE AIRFLOW FLEXIBLE MR CONDITIONAL PEDIATRIC LATEX FREE DISPOSABLE SHILEY | BX |  | 71.76 | 71.76 | 71.76 | 71.76 | 71.76 | 1 | 143.52 | 2 | X | X |  | X | X | X | X |  | X | X | X | X | X |  | X | X | X | PVC
| Tubes Tracheostomy/Laryngectomy | ICU Medical Inc | 65SP055 | TUBE TRACHEOSTOMY SIZE 5.5 L46MM OD8MM ID5.5MM WHITE SILICONE SECURE CUFF STRAIGHT FLANGE FLEXIBLE ADJUSTABLE OBTURATOR TRACH TIE MR CONDITIONAL KINK RESISTANT CE MARKED STERILE PEDIATRIC LATEX FREE PORTEX BIVONA AIRE-CUF | Silicone | EA | 1 | 171.82 | 171.82 | 179.04 | 186.5 | 194.05 | 5 | 20447.51 | 109 | Alternative | 81% | Medtronic Minimally Invasive | 55PEFP | TUBE TRACHEOSTOMY SIZE 5.5 L46MM OD7.9MM ID5.5MM WHITE POLYVINYLCHLORIDE DEHP FREE CUFFLESS INTEGRATED CONNECTOR TRANSPARENT FLANGE TAPE TIE RECESS PROMOTE AIRFLOW FLEXIBLE MR CONDITIONAL PEDIATRIC LATEX FREE DISPOSABLE SHILEY | [10 empty] | X | X | X | X | X |  | X |  | X | X | X | X | X |  | X | X | X | PVC
| Tubes Tracheostomy/Laryngectomy | ICU Medical Inc | 65P030 | TUBE TRACHEOSTOMY SIZE 3.0 L39MM OD4.7MM ID3MM WHITE SILICONE SECURE CUFF FLEXIBLE ADJUSTABLE OBTURATOR TRACH TIE MR CONDITIONAL KINK RESISTANT CE MARKED STERILE PEDIATRIC LATEX FREE PORTEX BIVONA AIRE-CUF | Silicone | EA | 1 | 171.37 | 171.82 | 181.7 | 185.5 | 199.91 | 12 | 11327.8 | 64 | Alternative | 93% | Medtronic Minimally Invasive | 30PCF | TUBE TRACHEOSTOMY SIZE 3.0 L39MM OD4.8MM ID3MM WHITE POLYVINYLCHLORIDE DEHP FREE TAPERGUARD CUFF INTEGRATED CONNECTOR TRANSPARENT FLANGE TAPE TIE RECESS PROMOTE AIRFLOW FLEXIBLE MR CONDITIONAL PEDIATRIC LATEX FREE DISPOSABLE SHILEY | EA | 1 | 46.63 | 60.87 | 64.99 | 66.95 | 73.84 | 24 | 14296.37 | 223 | X | X | X | X | X | X | X |  | X | X | X | X | X | X | X | X | X | PVC
| Tubes Tracheostomy/Laryngectomy | ICU Medical Inc | 65P030 | TUBE TRACHEOSTOMY SIZE 3.0 L39MM OD4.7MM ID3MM WHITE SILICONE SECURE CUFF FLEXIBLE ADJUSTABLE OBTURATOR TRACH TIE MR CONDITIONAL KINK RESISTANT CE MARKED STERILE PEDIATRIC LATEX FREE PORTEX BIVONA AIRE-CUF | Silicone | EA | 1 | 171.37 | 171.82 | 181.7 | 185.5 | 199.91 | 12 | 11327.8 | 64 | Alternative | 83% | Medtronic Minimally Invasive | 30PEF | TUBE TRACHEOSTOMY SIZE 3.0 L39MM OD4.8MM ID3MM WHITE POLYVINYLCHLORIDE DEHP FREE CUFFLESS INTEGRATED CONNECTOR TRANSPARENT FLANGE TAPE TIE RECESS PROMOTE AIRFLOW FLEXIBLE MR CONDITIONAL PEDIATRIC LATEX FREE DISPOSABLE SHILEY | EA | 1 | 34.33 | 45.07 | 46.41 | 46.43 | 53.82 | 87 | 40945.4418 | 884 | X | X | X | X | X |  | X |  | X | X | X | X | X | X | X | X | X | PVC
| Tubes Tracheostomy/Laryngectomy | ICU Medical Inc | 65P030 | TUBE TRACHEOSTOMY SIZE 3.0 L39MM OD4.7MM ID3MM WHITE SILICONE SECURE CUFF FLEXIBLE ADJUSTABLE OBTURATOR TRACH TIE MR CONDITIONAL KINK RESISTANT CE MARKED STERILE PEDIATRIC LATEX FREE PORTEX BIVONA AIRE-CUF | Silicone | EA | 1 | 171.37 | 171.82 | 181.7 | 185.5 | 199.91 | 12 | 11327.8 | 64 | Alternative | 83% | Medtronic Minimally Invasive | 30NCF | TUBE TRACHEOSTOMY SIZE 3.0 L30MM OD4.8MM ID3MM WHITE POLYVINYLCHLORIDE DEHP FREE TAPERGUARD CUFF INTEGRATED CONNECTOR TRANSPARENT FLANGE TAPE TIE RECESS PROMOTE AIRFLOW FLEXIBLE MR CONDITIONAL NEONATAL LATEX FREE DISPOSABLE SHILEY | EA | 1 | 45.8967 | 58.67 | 60.54 | 65 | 70.32 | 20 | 11741.6701 | 183 | X | X |  | X | X | X | X |  | X | X | X | X | X | X | X | X | X | PVC
| Tubes Tracheostomy/Laryngectomy | ICU Medical Inc | 65P030 | TUBE TRACHEOSTOMY SIZE 3.0 L39MM OD4.7MM ID3MM WHITE SILICONE SECURE CUFF FLEXIBLE ADJUSTABLE OBTURATOR TRACH TIE MR CONDITIONAL KINK RESISTANT CE MARKED STERILE PEDIATRIC LATEX FREE PORTEX BIVONA AIRE-CUF | Silicone | EA | 1 | 171.37 | 171.82 | 181.7 | 185.5 | 199.91 | 12 | 11327.8 | 64 | Alternative | 83% | Medtronic Minimally Invasive | 30PEF | TUBE TRACHEOSTOMY SIZE 3.0 L39MM OD4.8MM ID3MM WHITE POLYVINYLCHLORIDE DEHP FREE CUFFLESS INTEGRATED CONNECTOR TRANSPARENT FLANGE TAPE TIE RECESS PROMOTE AIRFLOW FLEXIBLE MR CONDITIONAL PEDIATRIC LATEX FREE DISPOSABLE SHILEY | BX |  | 39.91 | 39.91 | 40.8 | 45.84 | 46.43 | 4 | 706.41 | 16 | X | X | X | X | X |  | X |  | X | X | X | X | X | X | X | X | X | PVC
| Tubes Tracheostomy/Laryngectomy | ICU Medical Inc | 65P030 | TUBE TRACHEOSTOMY SIZE 3.0 L39MM OD4.7MM ID3MM WHITE SILICONE SECURE CUFF FLEXIBLE ADJUSTABLE OBTURATOR TRACH TIE MR CONDITIONAL KINK RESISTANT CE MARKED STERILE PEDIATRIC LATEX FREE PORTEX BIVONA AIRE-CUF | Silicone | EA | 1 | 171.37 | 171.82 | 181.7 | 185.5 | 199.91 | 12 | 11327.8 | 64 | Alternative | 83% | Medtronic Minimally Invasive | 30PEF | TUBE TRACHEOSTOMY SIZE 3.0 L39MM OD4.8MM ID3MM WHITE POLYVINYLCHLORIDE DEHP FREE CUFFLESS INTEGRATED CONNECTOR TRANSPARENT FLANGE TAPE TIE RECESS PROMOTE AIRFLOW FLEXIBLE MR CONDITIONAL PEDIATRIC LATEX FREE DISPOSABLE SHILEY | PK |  | 46.43 | 46.43 | 46.43 | 46.43 | 46.43 | 1 | 46.43 | 1 | X | X | X | X | X |  | X |  | X | X | X | X | X | X | X | X | X | PVC
| Tubes Tracheostomy/Laryngectomy | ICU Medical Inc | 65P030 | TUBE TRACHEOSTOMY SIZE 3.0 L39MM OD4.7MM ID3MM WHITE SILICONE SECURE CUFF FLEXIBLE ADJUSTABLE OBTURATOR TRACH TIE MR CONDITIONAL KINK RESISTANT CE MARKED STERILE PEDIATRIC LATEX FREE PORTEX BIVONA AIRE-CUF | Silicone | EA | 1 | 171.37 | 171.82 | 181.7 | 185.5 | 199.91 | 12 | 11327.8 | 64 | Alternative | 83% | Medtronic Minimally Invasive | 30PEF | TUBE TRACHEOSTOMY SIZE 3.0 L39MM OD4.8MM ID3MM WHITE POLYVINYLCHLORIDE DEHP FREE CUFFLESS INTEGRATED CONNECTOR TRANSPARENT FLANGE TAPE TIE RECESS PROMOTE AIRFLOW FLEXIBLE MR CONDITIONAL PEDIATRIC LATEX FREE DISPOSABLE SHILEY | BG |  | 230.85 | 230.85 | 230.85 | 230.85 | 230.85 | 1 | 2308.5 | 10 | X | X | X | X | X |  | X |  | X | X | X | X | X | X | X | X | X | PVC
| Tubes Tracheostomy/Laryngectomy | ICU Medical Inc | 65P030 | TUBE TRACHEOSTOMY SIZE 3.0 L39MM OD4.7MM ID3MM WHITE SILICONE SECURE CUFF FLEXIBLE ADJUSTABLE OBTURATOR TRACH TIE MR CONDITIONAL KINK RESISTANT CE MARKED STERILE PEDIATRIC LATEX FREE PORTEX BIVONA AIRE-CUF | Silicone | EA | 1 | 171.37 | 171.82 | 181.7 | 185.5 | 199.91 | 12 | 11327.8 | 64 | Alternative | 83% | Medtronic Minimally Invasive | 30PEFP | TUBE TRACHEOSTOMY SIZE 3.0 L39MM OD4.8MM ID3MM WHITE POLYVINYLCHLORIDE DEHP FREE CUFFLESS INTEGRATED CONNECTOR TRANSPARENT FLANGE TAPE TIE RECESS PROMOTE AIRFLOW FLEXIBLE MR CONDITIONAL PEDIATRIC LATEX FREE DISPOSABLE SHILEY | [10 empty] | X | X | X | X | X |  | X |  | X | X | X | X | X | X | X | X | X | PVC
| Tubes Tracheostomy/Laryngectomy | ICU Medical Inc | 65P030 | TUBE TRACHEOSTOMY SIZE 3.0 L39MM OD4.7MM ID3MM WHITE SILICONE SECURE CUFF FLEXIBLE ADJUSTABLE OBTURATOR TRACH TIE MR CONDITIONAL KINK RESISTANT CE MARKED STERILE PEDIATRIC LATEX FREE PORTEX BIVONA AIRE-CUF | Silicone | EA | 1 | 171.37 | 171.82 | 181.7 | 185.5 | 199.91 | 12 | 11327.8 | 64 | Alternative | 76% | Tracoe | 37330 | TUBE TRACHEOSTOMY SIZE 3.0 L39MM OD4.9MM ID3MM WHITE SILICONE DEHP FREE KINK RESISTANT EXTENDED LENGTH THERMALLY STABLE NECK STRAP RING OBTURATOR MR CONDITIONAL RADIOPAQUE VERY SOFT TUBE TIP STERILE PEDIATRIC LATEX FREE TRACOE Silcosoft | EA | 1 | 204 | 204 | 206 | 212 | 212 | 3 | 10448 | 51 | X | X | X | X | X |  | X |  | X | X | X | X |  |  | X | X |  | Silicone
| Tubes Tracheostomy/Laryngectomy | ICU Medical Inc | 65P030 | TUBE TRACHEOSTOMY SIZE 3.0 L39MM OD4.7MM ID3MM WHITE SILICONE SECURE CUFF FLEXIBLE ADJUSTABLE OBTURATOR TRACH TIE MR CONDITIONAL KINK RESISTANT CE MARKED STERILE PEDIATRIC LATEX FREE PORTEX BIVONA AIRE-CUF | Silicone | EA | 1 | 171.37 | 171.82 | 181.7 | 185.5 | 199.91 | 12 | 11327.8 | 64 | Alternative | 76% | Tracoe | 37030 | TUBE TRACHEOSTOMY SIZE 3.0 L39MM OD4.9MM ID3MM WHITE SILICONE DEHP FREE CUFFLESS KINK RESISTANT THERMALLY STABLE NECK STRAP RING OBTURATOR MR CONDITIONAL RADIOPAQUE VERY SOFT TUBE TIP STERILE PEDIATRIC LATEX FREE TRACOE Silcosoft | EA | 1 | 63 | 63 | 63 | 63 | 63 | 2 | 1260 | 20 | X | X | X | X | X |  | X |  | X | X | X | X |  |  | X | X |  | Silicone
| Tubes Tracheostomy/Laryngectomy | ICU Medical Inc | 65P030 | TUBE TRACHEOSTOMY SIZE 3.0 L39MM OD4.7MM ID3MM WHITE SILICONE SECURE CUFF FLEXIBLE ADJUSTABLE OBTURATOR TRACH TIE MR CONDITIONAL KINK RESISTANT CE MARKED STERILE PEDIATRIC LATEX FREE PORTEX BIVONA AIRE-CUF | Silicone | EA | 1 | 171.37 | 171.82 | 181.7 | 185.5 | 199.91 | 12 | 11327.8 | 64 | Alternative | 76% | Tracoe | 37130 | TUBE TRACHEOSTOMY SIZE 3.0 L39MM OD4.9MM ID3MM WHITE SILICONE DEHP FREE CUFFLESS KINK RESISTANT EXTENDED LENGTH THERMALLY STABLE NECK STRAP RING OBTURATOR MR CONDITIONAL RADIOPAQUE VERY SOFT TUBE TIP STERILE PEDIATRIC LATEX FREE TRACOE Silcosoft | EA | 1 | 91 | 91 | 91 | 91 | 91 | 2 | 5642 | 62 | X | X | X | X | X |  | X |  | X | X | X | X |  |  | X | X |  | Silicone
| Tubes Tracheostomy/Laryngectomy | ICU Medical Inc | 65P030 | TUBE TRACHEOSTOMY SIZE 3.0 L39MM OD4.7MM ID3MM WHITE SILICONE SECURE CUFF FLEXIBLE ADJUSTABLE OBTURATOR TRACH TIE MR CONDITIONAL KINK RESISTANT CE MARKED STERILE PEDIATRIC LATEX FREE PORTEX BIVONA AIRE-CUF | Silicone | EA | 1 | 171.37 | 171.82 | 181.7 | 185.5 | 199.91 | 12 | 11327.8 | 64 | Alternative | 76% | Tracoe | 37230 | TUBE TRACHEOSTOMY SIZE 3.0 L39MM OD4.9MM ID3MM WHITE SILICONE DEHP FREE WATER CUFF KINK RESISTANT THERMALLY STABLE NECK STRAP RING OBTURATOR MR CONDITIONAL RADIOPAQUE VERY SOFT TUBE TIP STERILE PEDIATRIC LATEX FREE TRACOE Silcosoft | EA | 1 | 194 | 194 | 194 | 194 | 194 | 1 | 970 | 5 | X | X | X | X | X |  | X |  | X | X | X | X |  |  | X | X |  | Silicone
| Tubes Tracheostomy/Laryngectomy | ICU Medical Inc | 65P035 | TUBE TRACHEOSTOMY SIZE 3.5 L40MM OD5.3MM ID3.5MM WHITE SILICONE SECURE CUFF FLEXIBLE ADJUSTABLE OBTURATOR TRACH TIE MR CONDITIONAL KINK RESISTANT CE MARKED STERILE PEDIATRIC LATEX FREE PORTEX BIVONA AIRE-CUF | Silicone | BX | 1 | 177.81 | 177.81 | 177.81 | 205.91 | 205.91 | 2 | 383.72 | 2 | Alternative | 93% | Medtronic Minimally Invasive | 35PCF | TUBE TRACHEOSTOMY SIZE 3.5 L40MM OD5.4MM ID3.5MM WHITE POLYVINYLCHLORIDE DEHP FREE TAPERGUARD CUFF INTEGRATED CONNECTOR TRANSPARENT FLANGE TAPE TIE RECESS PROMOTE AIRFLOW FLEXIBLE MR CONDITIONAL PEDIATRIC LATEX FREE DISPOSABLE SHILEY | EA | 1 | 46.63 | 58.67 | 64.98 | 67.65 | 73.84 | 31 | 17597.69 | 276 | X | X | X | X | X | X | X |  | X | X | X | X | X | X | X | X | X | PVC
| Tubes Tracheostomy/Laryngectomy | ICU Medical Inc | 65P035 | TUBE TRACHEOSTOMY SIZE 3.5 L40MM OD5.3MM ID3.5MM WHITE SILICONE SECURE CUFF FLEXIBLE ADJUSTABLE OBTURATOR TRACH TIE MR CONDITIONAL KINK RESISTANT CE MARKED STERILE PEDIATRIC LATEX FREE PORTEX BIVONA AIRE-CUF | Silicone | BX | 1 | 177.81 | 177.81 | 177.81 | 205.91 | 205.91 | 2 | 383.72 | 2 | Alternative | 93% | Medtronic Minimally Invasive | 35PCF | TUBE TRACHEOSTOMY SIZE 3.5 L40MM OD5.4MM ID3.5MM WHITE POLYVINYLCHLORIDE DEHP FREE TAPERGUARD CUFF INTEGRATED CONNECTOR TRANSPARENT FLANGE TAPE TIE RECESS PROMOTE AIRFLOW FLEXIBLE MR CONDITIONAL PEDIATRIC LATEX FREE DISPOSABLE SHILEY | BX |  | 56.81 | 56.81 | 56.81 | 56.81 | 56.81 | 1 | 340.86 | 6 | X | X | X | X | X | X | X |  | X | X | X | X | X | X | X | X | X | PVC
| Tubes Tracheostomy/Laryngectomy | ICU Medical Inc | 65P035 | TUBE TRACHEOSTOMY SIZE 3.5 L40MM OD5.3MM ID3.5MM WHITE SILICONE SECURE CUFF FLEXIBLE ADJUSTABLE OBTURATOR TRACH TIE MR CONDITIONAL KINK RESISTANT CE MARKED STERILE PEDIATRIC LATEX FREE PORTEX BIVONA AIRE-CUF | Silicone | BX | 1 | 177.81 | 177.81 | 177.81 | 205.91 | 205.91 | 2 | 383.72 | 2 | Alternative | 83% | Medtronic Minimally Invasive | 35PEF | TUBE TRACHEOSTOMY SIZE 3.5 L40MM OD5.4MM ID3.5MM WHITE POLYVINYLCHLORIDE DEHP FREE CUFFLESS INTEGRATED CONNECTOR TRANSPARENT FLANGE TAPE TIE RECESS PROMOTE AIRFLOW FLEXIBLE MR CONDITIONAL PEDIATRIC LATEX FREE DISPOSABLE SHILEY | EA | 1 | 39.91 | 45.5 | 45.96 | 46.43 | 55.2 | 101 | 60357.95 | 1307 | X | X | X | X | X |  | X |  | X | X | X | X | X | X | X | X | X | PVC
| Tubes Tracheostomy/Laryngectomy | ICU Medical Inc | 65P035 | TUBE TRACHEOSTOMY SIZE 3.5 L40MM OD5.3MM ID3.5MM WHITE SILICONE SECURE CUFF FLEXIBLE ADJUSTABLE OBTURATOR TRACH TIE MR CONDITIONAL KINK RESISTANT CE MARKED STERILE PEDIATRIC LATEX FREE PORTEX BIVONA AIRE-CUF | Silicone | BX | 1 | 177.81 | 177.81 | 177.81 | 205.91 | 205.91 | 2 | 383.72 | 2 | Alternative | 83% | Medtronic Minimally Invasive | 35NCF | TUBE TRACHEOSTOMY SIZE 3.5 L32MM OD5.4MM ID3.5MM WHITE POLYVINYLCHLORIDE DEHP FREE TAPERGUARD CUFF INTEGRATED CONNECTOR TRANSPARENT FLANGE TAPE TIE RECESS PROMOTE AIRFLOW FLEXIBLE MR CONDITIONAL NEONATAL LATEX FREE DISPOSABLE SHILEY | EA | 1 | 45.8967 | 56.8 | 60.54 | 66.95 | 72.12 | 14 | 5120.9701 | 80 | X | X |  | X | X | X | X |  | X | X | X | X | X | X | X | X | X | PVC
| Tubes Tracheostomy/Laryngectomy | ICU Medical Inc | 65P035 | TUBE TRACHEOSTOMY SIZE 3.5 L40MM OD5.3MM ID3.5MM WHITE SILICONE SECURE CUFF FLEXIBLE ADJUSTABLE OBTURATOR TRACH TIE MR CONDITIONAL KINK RESISTANT CE MARKED STERILE PEDIATRIC LATEX FREE PORTEX BIVONA AIRE-CUF | Silicone | BX | 1 | 177.81 | 177.81 | 177.81 | 205.91 | 205.91 | 2 | 383.72 | 2 | Alternative | 83% | Medtronic Minimally Invasive | 35PEF | TUBE TRACHEOSTOMY SIZE 3.5 L40MM OD5.4MM ID3.5MM WHITE POLYVINYLCHLORIDE DEHP FREE CUFFLESS INTEGRATED CONNECTOR TRANSPARENT FLANGE TAPE TIE RECESS PROMOTE AIRFLOW FLEXIBLE MR CONDITIONAL PEDIATRIC LATEX FREE DISPOSABLE SHILEY | BX |  | 29.07 | 29.07 | 45.04 | 45.04 | 46.64 | 8 | 1884.2 | 50 | X | X | X | X | X |  | X |  | X | X | X | X | X | X | X | X | X | PVC
| Tubes Tracheostomy/Laryngectomy | ICU Medical Inc | 65P035 | TUBE TRACHEOSTOMY SIZE 3.5 L40MM OD5.3MM ID3.5MM WHITE SILICONE SECURE CUFF FLEXIBLE ADJUSTABLE OBTURATOR TRACH TIE MR CONDITIONAL KINK RESISTANT CE MARKED STERILE PEDIATRIC LATEX FREE PORTEX BIVONA AIRE-CUF | Silicone | BX | 1 | 177.81 | 177.81 | 177.81 | 205.91 | 205.91 | 2 | 383.72 | 2 | Alternative | 83% | Medtronic Minimally Invasive | 35PEF | TUBE TRACHEOSTOMY SIZE 3.5 L40MM OD5.4MM ID3.5MM WHITE POLYVINYLCHLORIDE DEHP FREE CUFFLESS INTEGRATED CONNECTOR TRANSPARENT FLANGE TAPE TIE RECESS PROMOTE AIRFLOW FLEXIBLE MR CONDITIONAL PEDIATRIC LATEX FREE DISPOSABLE SHILEY | CS |  | 31.85 | 31.85 | 31.85 | 31.85 | 31.85 | 1 | 445.9 | 14 | X | X | X | X | X |  | X |  | X | X | X | X | X | X | X | X | X | PVC
| Tubes Tracheostomy/Laryngectomy | ICU Medical Inc | 65P035 | TUBE TRACHEOSTOMY SIZE 3.5 L40MM OD5.3MM ID3.5MM WHITE SILICONE SECURE CUFF FLEXIBLE ADJUSTABLE OBTURATOR TRACH TIE MR CONDITIONAL KINK RESISTANT CE MARKED STERILE PEDIATRIC LATEX FREE PORTEX BIVONA AIRE-CUF | Silicone | BX | 1 | 177.81 | 177.81 | 177.81 | 205.91 | 205.91 | 2 | 383.72 | 2 | Alternative | 83% | Medtronic Minimally Invasive | 35PEFP | TUBE TRACHEOSTOMY SIZE 3.5 L40MM OD5.4MM ID3.5MM WHITE POLYVINYLCHLORIDE DEHP FREE CUFFLESS INTEGRATED CONNECTOR TRANSPARENT FLANGE TAPE TIE RECESS PROMOTE AIRFLOW FLEXIBLE MR CONDITIONAL PEDIATRIC LATEX FREE DISPOSABLE SHILEY | [10 empty] | X | X | X | X | X |  | X |  | X | X | X | X | X | X | X | X | X | PVC
| Tubes Tracheostomy/Laryngectomy | ICU Medical Inc | 65P035 | TUBE TRACHEOSTOMY SIZE 3.5 L40MM OD5.3MM ID3.5MM WHITE SILICONE SECURE CUFF FLEXIBLE ADJUSTABLE OBTURATOR TRACH TIE MR CONDITIONAL KINK RESISTANT CE MARKED STERILE PEDIATRIC LATEX FREE PORTEX BIVONA AIRE-CUF | Silicone | BX | 1 | 177.81 | 177.81 | 177.81 | 205.91 | 205.91 | 2 | 383.72 | 2 | Alternative | 76% | Tracoe | 37335 | TUBE TRACHEOSTOMY SIZE 3.5 L40MM OD5.4MM ID3.5MM WHITE SILICONE DEHP FREE KINK RESISTANT EXTENDED LENGTH THERMALLY STABLE NECK STRAP RING OBTURATOR MR CONDITIONAL RADIOPAQUE VERY SOFT TUBE TIP STERILE PEDIATRIC LATEX FREE TRACOE Silcosoft | EA | 1 | 200 | 204 | 206 | 212 | 212 | 6 | 87750 | 428 | X | X | X | X | X |  | X |  | X | X | X | X |  |  | X | X |  | Silicone
| Tubes Tracheostomy/Laryngectomy | ICU Medical Inc | 65P035 | TUBE TRACHEOSTOMY SIZE 3.5 L40MM OD5.3MM ID3.5MM WHITE SILICONE SECURE CUFF FLEXIBLE ADJUSTABLE OBTURATOR TRACH TIE MR CONDITIONAL KINK RESISTANT CE MARKED STERILE PEDIATRIC LATEX FREE PORTEX BIVONA AIRE-CUF | Silicone | BX | 1 | 177.81 | 177.81 | 177.81 | 205.91 | 205.91 | 2 | 383.72 | 2 | Alternative | 76% | Tracoe | 37035 | TUBE TRACHEOSTOMY SIZE 3.5 L40MM OD5.4MM ID3.5MM WHITE SILICONE DEHP FREE CUFFLESS KINK RESISTANT THERMALLY STABLE NECK STRAP RING OBTURATOR MR CONDITIONAL RADIOPAQUE VERY SOFT TUBE TIP STERILE PEDIATRIC LATEX FREE TRACOE Silcosoft | EA | 1 | 63 | 63 | 63 | 68 | 68 | 3 | 3185 | 50 | X | X | X | X | X |  | X |  | X | X | X | X |  |  | X | X |  | Silicone
| Tubes Tracheostomy/Laryngectomy | ICU Medical Inc | 65P035 | TUBE TRACHEOSTOMY SIZE 3.5 L40MM OD5.3MM ID3.5MM WHITE SILICONE SECURE CUFF FLEXIBLE ADJUSTABLE OBTURATOR TRACH TIE MR CONDITIONAL KINK RESISTANT CE MARKED STERILE PEDIATRIC LATEX FREE PORTEX BIVONA AIRE-CUF | Silicone | BX | 1 | 177.81 | 177.81 | 177.81 | 205.91 | 205.91 | 2 | 383.72 | 2 | Alternative | 76% | Tracoe | 37135 | TUBE TRACHEOSTOMY SIZE 3.5 L40MM OD5.4MM ID3.5MM WHITE SILICONE DEHP FREE CUFFLESS KINK RESISTANT EXTENDED LENGTH THERMALLY STABLE NECK STRAP RING OBTURATOR MR CONDITIONAL RADIOPAQUE VERY SOFT TUBE TIP STERILE PEDIATRIC LATEX FREE TRACOE Silcosoft | EA | 1 | 91 | 91 | 91 | 91 | 91 | 2 | 12285 | 135 | X | X | X | X | X |  | X |  | X | X | X | X |  |  | X | X |  | Silicone
| Tubes Tracheostomy/Laryngectomy | ICU Medical Inc | 65P035 | TUBE TRACHEOSTOMY SIZE 3.5 L40MM OD5.3MM ID3.5MM WHITE SILICONE SECURE CUFF FLEXIBLE ADJUSTABLE OBTURATOR TRACH TIE MR CONDITIONAL KINK RESISTANT CE MARKED STERILE PEDIATRIC LATEX FREE PORTEX BIVONA AIRE-CUF | Silicone | BX | 1 | 177.81 | 177.81 | 177.81 | 205.91 | 205.91 | 2 | 383.72 | 2 | Alternative | 76% | Tracoe | 37235 | TUBE TRACHEOSTOMY SIZE 3.5 L40MM OD5.4MM ID3.5MM WHITE SILICONE DEHP FREE WATER CUFF KINK RESISTANT THERMALLY STABLE NECK STRAP RING OBTURATOR MR CONDITIONAL RADIOPAQUE VERY SOFT TUBE TIP STERILE PEDIATRIC LATEX FREE TRACOE Silcosoft | EA | 1 | 183 | 183 | 183 | 194 | 194 | 2 | 10468 | 56 | X | X | X | X | X |  | X |  | X | X | X | X |  |  | X | X |  | Silicone
| Tubes Tracheostomy/Laryngectomy | ICU Medical Inc | 65P035 | TUBE TRACHEOSTOMY SIZE 3.5 L40MM OD5.3MM ID3.5MM WHITE SILICONE SECURE CUFF FLEXIBLE ADJUSTABLE OBTURATOR TRACH TIE MR CONDITIONAL KINK RESISTANT CE MARKED STERILE PEDIATRIC LATEX FREE PORTEX BIVONA AIRE-CUF | Silicone | EA | 1 | 165.19 | 176.08 | 181.7 | 185.5 | 203.54 | 10 | 16941.39 | 96 | Alternative | 93% | Medtronic Minimally Invasive | 35PCF | TUBE TRACHEOSTOMY SIZE 3.5 L40MM OD5.4MM ID3.5MM WHITE POLYVINYLCHLORIDE DEHP FREE TAPERGUARD CUFF INTEGRATED CONNECTOR TRANSPARENT FLANGE TAPE TIE RECESS PROMOTE AIRFLOW FLEXIBLE MR CONDITIONAL PEDIATRIC LATEX FREE DISPOSABLE SHILEY | EA | 1 | 46.63 | 58.67 | 64.98 | 67.65 | 73.84 | 31 | 17597.69 | 276 | X | X | X | X | X | X | X |  | X | X | X | X | X | X | X | X | X | PVC
| Tubes Tracheostomy/Laryngectomy | ICU Medical Inc | 65P035 | TUBE TRACHEOSTOMY SIZE 3.5 L40MM OD5.3MM ID3.5MM WHITE SILICONE SECURE CUFF FLEXIBLE ADJUSTABLE OBTURATOR TRACH TIE MR CONDITIONAL KINK RESISTANT CE MARKED STERILE PEDIATRIC LATEX FREE PORTEX BIVONA AIRE-CUF | Silicone | EA | 1 | 165.19 | 176.08 | 181.7 | 185.5 | 203.54 | 10 | 16941.39 | 96 | Alternative | 93% | Medtronic Minimally Invasive | 35PCF | TUBE TRACHEOSTOMY SIZE 3.5 L40MM OD5.4MM ID3.5MM WHITE POLYVINYLCHLORIDE DEHP FREE TAPERGUARD CUFF INTEGRATED CONNECTOR TRANSPARENT FLANGE TAPE TIE RECESS PROMOTE AIRFLOW FLEXIBLE MR CONDITIONAL PEDIATRIC LATEX FREE DISPOSABLE SHILEY | BX |  | 56.81 | 56.81 | 56.81 | 56.81 | 56.81 | 1 | 340.86 | 6 | X | X | X | X | X | X | X |  | X | X | X | X | X | X | X | X | X | PVC
| Tubes Tracheostomy/Laryngectomy | ICU Medical Inc | 65P035 | TUBE TRACHEOSTOMY SIZE 3.5 L40MM OD5.3MM ID3.5MM WHITE SILICONE SECURE CUFF FLEXIBLE ADJUSTABLE OBTURATOR TRACH TIE MR CONDITIONAL KINK RESISTANT CE MARKED STERILE PEDIATRIC LATEX FREE PORTEX BIVONA AIRE-CUF | Silicone | EA | 1 | 165.19 | 176.08 | 181.7 | 185.5 | 203.54 | 10 | 16941.39 | 96 | Alternative | 83% | Medtronic Minimally Invasive | 35PEF | TUBE TRACHEOSTOMY SIZE 3.5 L40MM OD5.4MM ID3.5MM WHITE POLYVINYLCHLORIDE DEHP FREE CUFFLESS INTEGRATED CONNECTOR TRANSPARENT FLANGE TAPE TIE RECESS PROMOTE AIRFLOW FLEXIBLE MR CONDITIONAL PEDIATRIC LATEX FREE DISPOSABLE SHILEY | EA | 1 | 39.91 | 45.5 | 45.96 | 46.43 | 55.2 | 101 | 60357.95 | 1307 | X | X | X | X | X |  | X |  | X | X | X | X | X | X | X | X | X | PVC
| Tubes Tracheostomy/Laryngectomy | ICU Medical Inc | 65P035 | TUBE TRACHEOSTOMY SIZE 3.5 L40MM OD5.3MM ID3.5MM WHITE SILICONE SECURE CUFF FLEXIBLE ADJUSTABLE OBTURATOR TRACH TIE MR CONDITIONAL KINK RESISTANT CE MARKED STERILE PEDIATRIC LATEX FREE PORTEX BIVONA AIRE-CUF | Silicone | EA | 1 | 165.19 | 176.08 | 181.7 | 185.5 | 203.54 | 10 | 16941.39 | 96 | Alternative | 83% | Medtronic Minimally Invasive | 35NCF | TUBE TRACHEOSTOMY SIZE 3.5 L32MM OD5.4MM ID3.5MM WHITE POLYVINYLCHLORIDE DEHP FREE TAPERGUARD CUFF INTEGRATED CONNECTOR TRANSPARENT FLANGE TAPE TIE RECESS PROMOTE AIRFLOW FLEXIBLE MR CONDITIONAL NEONATAL LATEX FREE DISPOSABLE SHILEY | EA | 1 | 45.8967 | 56.8 | 60.54 | 66.95 | 72.12 | 14 | 5120.9701 | 80 | X | X |  | X | X | X | X |  | X | X | X | X | X | X | X | X | X | PVC
| Tubes Tracheostomy/Laryngectomy | ICU Medical Inc | 65P035 | TUBE TRACHEOSTOMY SIZE 3.5 L40MM OD5.3MM ID3.5MM WHITE SILICONE SECURE CUFF FLEXIBLE ADJUSTABLE OBTURATOR TRACH TIE MR CONDITIONAL KINK RESISTANT CE MARKED STERILE PEDIATRIC LATEX FREE PORTEX BIVONA AIRE-CUF | Silicone | EA | 1 | 165.19 | 176.08 | 181.7 | 185.5 | 203.54 | 10 | 16941.39 | 96 | Alternative | 83% | Medtronic Minimally Invasive | 35PEF | TUBE TRACHEOSTOMY SIZE 3.5 L40MM OD5.4MM ID3.5MM WHITE POLYVINYLCHLORIDE DEHP FREE CUFFLESS INTEGRATED CONNECTOR TRANSPARENT FLANGE TAPE TIE RECESS PROMOTE AIRFLOW FLEXIBLE MR CONDITIONAL PEDIATRIC LATEX FREE DISPOSABLE SHILEY | BX |  | 29.07 | 29.07 | 45.04 | 45.04 | 46.64 | 8 | 1884.2 | 50 | X | X | X | X | X |  | X |  | X | X | X | X | X | X | X | X | X | PVC
| Tubes Tracheostomy/Laryngectomy | ICU Medical Inc | 65P035 | TUBE TRACHEOSTOMY SIZE 3.5 L40MM OD5.3MM ID3.5MM WHITE SILICONE SECURE CUFF FLEXIBLE ADJUSTABLE OBTURATOR TRACH TIE MR CONDITIONAL KINK RESISTANT CE MARKED STERILE PEDIATRIC LATEX FREE PORTEX BIVONA AIRE-CUF | Silicone | EA | 1 | 165.19 | 176.08 | 181.7 | 185.5 | 203.54 | 10 | 16941.39 | 96 | Alternative | 83% | Medtronic Minimally Invasive | 35PEF | TUBE TRACHEOSTOMY SIZE 3.5 L40MM OD5.4MM ID3.5MM WHITE POLYVINYLCHLORIDE DEHP FREE CUFFLESS INTEGRATED CONNECTOR TRANSPARENT FLANGE TAPE TIE RECESS PROMOTE AIRFLOW FLEXIBLE MR CONDITIONAL PEDIATRIC LATEX FREE DISPOSABLE SHILEY | CS |  | 31.85 | 31.85 | 31.85 | 31.85 | 31.85 | 1 | 445.9 | 14 | X | X | X | X | X |  | X |  | X | X | X | X | X | X | X | X | X | PVC
| Tubes Tracheostomy/Laryngectomy | ICU Medical Inc | 65P035 | TUBE TRACHEOSTOMY SIZE 3.5 L40MM OD5.3MM ID3.5MM WHITE SILICONE SECURE CUFF FLEXIBLE ADJUSTABLE OBTURATOR TRACH TIE MR CONDITIONAL KINK RESISTANT CE MARKED STERILE PEDIATRIC LATEX FREE PORTEX BIVONA AIRE-CUF | Silicone | EA | 1 | 165.19 | 176.08 | 181.7 | 185.5 | 203.54 | 10 | 16941.39 | 96 | Alternative | 83% | Medtronic Minimally Invasive | 35PEFP | TUBE TRACHEOSTOMY SIZE 3.5 L40MM OD5.4MM ID3.5MM WHITE POLYVINYLCHLORIDE DEHP FREE CUFFLESS INTEGRATED CONNECTOR TRANSPARENT FLANGE TAPE TIE RECESS PROMOTE AIRFLOW FLEXIBLE MR CONDITIONAL PEDIATRIC LATEX FREE DISPOSABLE SHILEY | [10 empty] | X | X | X | X | X |  | X |  | X | X | X | X | X | X | X | X | X | PVC
| Tubes Tracheostomy/Laryngectomy | ICU Medical Inc | 65P035 | TUBE TRACHEOSTOMY SIZE 3.5 L40MM OD5.3MM ID3.5MM WHITE SILICONE SECURE CUFF FLEXIBLE ADJUSTABLE OBTURATOR TRACH TIE MR CONDITIONAL KINK RESISTANT CE MARKED STERILE PEDIATRIC LATEX FREE PORTEX BIVONA AIRE-CUF | Silicone | EA | 1 | 165.19 | 176.08 | 181.7 | 185.5 | 203.54 | 10 | 16941.39 | 96 | Alternative | 76% | Tracoe | 37335 | TUBE TRACHEOSTOMY SIZE 3.5 L40MM OD5.4MM ID3.5MM WHITE SILICONE DEHP FREE KINK RESISTANT EXTENDED LENGTH THERMALLY STABLE NECK STRAP RING OBTURATOR MR CONDITIONAL RADIOPAQUE VERY SOFT TUBE TIP STERILE PEDIATRIC LATEX FREE TRACOE Silcosoft | EA | 1 | 200 | 204 | 206 | 212 | 212 | 6 | 87750 | 428 | X | X | X | X | X |  | X |  | X | X | X | X |  |  | X | X |  | Silicone
| Tubes Tracheostomy/Laryngectomy | ICU Medical Inc | 65P035 | TUBE TRACHEOSTOMY SIZE 3.5 L40MM OD5.3MM ID3.5MM WHITE SILICONE SECURE CUFF FLEXIBLE ADJUSTABLE OBTURATOR TRACH TIE MR CONDITIONAL KINK RESISTANT CE MARKED STERILE PEDIATRIC LATEX FREE PORTEX BIVONA AIRE-CUF | Silicone | EA | 1 | 165.19 | 176.08 | 181.7 | 185.5 | 203.54 | 10 | 16941.39 | 96 | Alternative | 76% | Tracoe | 37035 | TUBE TRACHEOSTOMY SIZE 3.5 L40MM OD5.4MM ID3.5MM WHITE SILICONE DEHP FREE CUFFLESS KINK RESISTANT THERMALLY STABLE NECK STRAP RING OBTURATOR MR CONDITIONAL RADIOPAQUE VERY SOFT TUBE TIP STERILE PEDIATRIC LATEX FREE TRACOE Silcosoft | EA | 1 | 63 | 63 | 63 | 68 | 68 | 3 | 3185 | 50 | X | X | X | X | X |  | X |  | X | X | X | X |  |  | X | X |  | Silicone
| Tubes Tracheostomy/Laryngectomy | ICU Medical Inc | 65P035 | TUBE TRACHEOSTOMY SIZE 3.5 L40MM OD5.3MM ID3.5MM WHITE SILICONE SECURE CUFF FLEXIBLE ADJUSTABLE OBTURATOR TRACH TIE MR CONDITIONAL KINK RESISTANT CE MARKED STERILE PEDIATRIC LATEX FREE PORTEX BIVONA AIRE-CUF | Silicone | EA | 1 | 165.19 | 176.08 | 181.7 | 185.5 | 203.54 | 10 | 16941.39 | 96 | Alternative | 76% | Tracoe | 37135 | TUBE TRACHEOSTOMY SIZE 3.5 L40MM OD5.4MM ID3.5MM WHITE SILICONE DEHP FREE CUFFLESS KINK RESISTANT EXTENDED LENGTH THERMALLY STABLE NECK STRAP RING OBTURATOR MR CONDITIONAL RADIOPAQUE VERY SOFT TUBE TIP STERILE PEDIATRIC LATEX FREE TRACOE Silcosoft | EA | 1 | 91 | 91 | 91 | 91 | 91 | 2 | 12285 | 135 | X | X | X | X | X |  | X |  | X | X | X | X |  |  | X | X |  | Silicone
| Tubes Tracheostomy/Laryngectomy | ICU Medical Inc | 65P035 | TUBE TRACHEOSTOMY SIZE 3.5 L40MM OD5.3MM ID3.5MM WHITE SILICONE SECURE CUFF FLEXIBLE ADJUSTABLE OBTURATOR TRACH TIE MR CONDITIONAL KINK RESISTANT CE MARKED STERILE PEDIATRIC LATEX FREE PORTEX BIVONA AIRE-CUF | Silicone | EA | 1 | 165.19 | 176.08 | 181.7 | 185.5 | 203.54 | 10 | 16941.39 | 96 | Alternative | 76% | Tracoe | 37235 | TUBE TRACHEOSTOMY SIZE 3.5 L40MM OD5.4MM ID3.5MM WHITE SILICONE DEHP FREE WATER CUFF KINK RESISTANT THERMALLY STABLE NECK STRAP RING OBTURATOR MR CONDITIONAL RADIOPAQUE VERY SOFT TUBE TIP STERILE PEDIATRIC LATEX FREE TRACOE Silcosoft | EA | 1 | 183 | 183 | 183 | 194 | 194 | 2 | 10468 | 56 | X | X | X | X | X |  | X |  | X | X | X | X |  |  | X | X |  | Silicone
| Tubes Tracheostomy/Laryngectomy | ICU Medical Inc | 65P040 | TUBE TRACHEOSTOMY SIZE 4.0 L41MM OD6MM ID4MM WHITE SILICONE SECURE CUFF FLEXIBLE ADJUSTABLE OBTURATOR TRACH TIE MR CONDITIONAL KINK RESISTANT CE MARKED STERILE PEDIATRIC LATEX FREE PORTEX BIVONA AIRE-CUF | Silicone | EA | 1 | 165.19 | 171.82 | 181.69 | 181.7 | 199.19 | 9 | 18059.11 | 104 | Alternative | 93% | Medtronic Minimally Invasive | 40PCF | TUBE TRACHEOSTOMY SIZE 4.0 L41MM OD6MM ID4MM WHITE POLYVINYLCHLORIDE DEHP FREE TAPERGUARD CUFF INTEGRATED CONNECTOR TRANSPARENT FLANGE TAPE TIE RECESS PROMOTE AIRFLOW FLEXIBLE MR CONDITIONAL PEDIATRIC LATEX FREE DISPOSABLE SHILEY | EA | 1 | 45.5 | 58.67 | 60.43 | 65 | 73.84 | 61 | 31732.5998 | 514 | X | X | X | X | X | X | X |  | X | X | X | X | X | X | X | X | X | PVC
| Tubes Tracheostomy/Laryngectomy | ICU Medical Inc | 65P040 | TUBE TRACHEOSTOMY SIZE 4.0 L41MM OD6MM ID4MM WHITE SILICONE SECURE CUFF FLEXIBLE ADJUSTABLE OBTURATOR TRACH TIE MR CONDITIONAL KINK RESISTANT CE MARKED STERILE PEDIATRIC LATEX FREE PORTEX BIVONA AIRE-CUF | Silicone | EA | 1 | 165.19 | 171.82 | 181.69 | 181.7 | 199.19 | 9 | 18059.11 | 104 | Alternative | 93% | Medtronic Minimally Invasive | 40PCF | TUBE TRACHEOSTOMY SIZE 4.0 L41MM OD6MM ID4MM WHITE POLYVINYLCHLORIDE DEHP FREE TAPERGUARD CUFF INTEGRATED CONNECTOR TRANSPARENT FLANGE TAPE TIE RECESS PROMOTE AIRFLOW FLEXIBLE MR CONDITIONAL PEDIATRIC LATEX FREE DISPOSABLE SHILEY | BX |  | 39.02 | 39.02 | 39.02 | 65 | 65 | 2 | 273.04 | 5 | X | X | X | X | X | X | X |  | X | X | X | X | X | X | X | X | X | PVC
| Tubes Tracheostomy/Laryngectomy | ICU Medical Inc | 65P040 | TUBE TRACHEOSTOMY SIZE 4.0 L41MM OD6MM ID4MM WHITE SILICONE SECURE CUFF FLEXIBLE ADJUSTABLE OBTURATOR TRACH TIE MR CONDITIONAL KINK RESISTANT CE MARKED STERILE PEDIATRIC LATEX FREE PORTEX BIVONA AIRE-CUF | Silicone | EA | 1 | 165.19 | 171.82 | 181.69 | 181.7 | 199.19 | 9 | 18059.11 | 104 | Alternative | 93% | Medtronic Minimally Invasive | 40PCF | TUBE TRACHEOSTOMY SIZE 4.0 L41MM OD6MM ID4MM WHITE POLYVINYLCHLORIDE DEHP FREE TAPERGUARD CUFF INTEGRATED CONNECTOR TRANSPARENT FLANGE TAPE TIE RECESS PROMOTE AIRFLOW FLEXIBLE MR CONDITIONAL PEDIATRIC LATEX FREE DISPOSABLE SHILEY | PK |  | 69.1 | 69.1 | 69.1 | 69.1 | 69.1 | 1 | 276.4 | 4 | X | X | X | X | X | X | X |  | X | X | X | X | X | X | X | X | X | PVC
| Tubes Tracheostomy/Laryngectomy | ICU Medical Inc | 65P040 | TUBE TRACHEOSTOMY SIZE 4.0 L41MM OD6MM ID4MM WHITE SILICONE SECURE CUFF FLEXIBLE ADJUSTABLE OBTURATOR TRACH TIE MR CONDITIONAL KINK RESISTANT CE MARKED STERILE PEDIATRIC LATEX FREE PORTEX BIVONA AIRE-CUF | Silicone | EA | 1 | 165.19 | 171.82 | 181.69 | 181.7 | 199.19 | 9 | 18059.11 | 104 | Alternative | 83% | Medtronic Minimally Invasive | 40PEF | TUBE TRACHEOSTOMY SIZE 4.0 L41MM OD6MM ID4MM WHITE POLYVINYLCHLORIDE DEHP FREE CUFFLESS INTEGRATED CONNECTOR TRANSPARENT FLANGE TAPE TIE RECESS PROMOTE AIRFLOW FLEXIBLE MR CONDITIONAL PEDIATRIC LATEX FREE DISPOSABLE SHILEY | EA | 1 | 36.39 | 44.8 | 45.5 | 46.43 | 55.2 | 114 | 67766.96 | 1465 | X | X | X | X | X |  | X |  | X | X | X | X | X | X | X | X | X | PVC
| Tubes Tracheostomy/Laryngectomy | ICU Medical Inc | 65P040 | TUBE TRACHEOSTOMY SIZE 4.0 L41MM OD6MM ID4MM WHITE SILICONE SECURE CUFF FLEXIBLE ADJUSTABLE OBTURATOR TRACH TIE MR CONDITIONAL KINK RESISTANT CE MARKED STERILE PEDIATRIC LATEX FREE PORTEX BIVONA AIRE-CUF | Silicone | EA | 1 | 165.19 | 171.82 | 181.69 | 181.7 | 199.19 | 9 | 18059.11 | 104 | Alternative | 83% | Medtronic Minimally Invasive | 40PEF | TUBE TRACHEOSTOMY SIZE 4.0 L41MM OD6MM ID4MM WHITE POLYVINYLCHLORIDE DEHP FREE CUFFLESS INTEGRATED CONNECTOR TRANSPARENT FLANGE TAPE TIE RECESS PROMOTE AIRFLOW FLEXIBLE MR CONDITIONAL PEDIATRIC LATEX FREE DISPOSABLE SHILEY | BX |  | 40.31 | 42.77 | 45.04 | 45.5 | 46.43 | 8 | 2508.61 | 57 | X | X | X | X | X |  | X |  | X | X | X | X | X | X | X | X | X | PVC
| Tubes Tracheostomy/Laryngectomy | ICU Medical Inc | 65P040 | TUBE TRACHEOSTOMY SIZE 4.0 L41MM OD6MM ID4MM WHITE SILICONE SECURE CUFF FLEXIBLE ADJUSTABLE OBTURATOR TRACH TIE MR CONDITIONAL KINK RESISTANT CE MARKED STERILE PEDIATRIC LATEX FREE PORTEX BIVONA AIRE-CUF | Silicone | EA | 1 | 165.19 | 171.82 | 181.69 | 181.7 | 199.19 | 9 | 18059.11 | 104 | Alternative | 83% | Medtronic Minimally Invasive | 40NCF | TUBE TRACHEOSTOMY SIZE 4.0 L34MM OD6MM ID4MM WHITE POLYVINYLCHLORIDE DEHP FREE TAPERGUARD CUFF INTEGRATED CONNECTOR TRANSPARENT FLANGE TAPE TIE RECESS PROMOTE AIRFLOW FLEXIBLE MR CONDITIONAL NEONATAL LATEX FREE DISPOSABLE SHILEY | EA | 1 | 45.8967 | 58.67 | 58.67 | 65 | 69.03 | 5 | 1764.4401 | 28 | X | X |  | X | X | X | X |  | X | X | X | X | X | X | X | X | X | PVC
| Tubes Tracheostomy/Laryngectomy | ICU Medical Inc | 65P040 | TUBE TRACHEOSTOMY SIZE 4.0 L41MM OD6MM ID4MM WHITE SILICONE SECURE CUFF FLEXIBLE ADJUSTABLE OBTURATOR TRACH TIE MR CONDITIONAL KINK RESISTANT CE MARKED STERILE PEDIATRIC LATEX FREE PORTEX BIVONA AIRE-CUF | Silicone | EA | 1 | 165.19 | 171.82 | 181.69 | 181.7 | 199.19 | 9 | 18059.11 | 104 | Alternative | 83% | Medtronic Minimally Invasive | 40PEF | TUBE TRACHEOSTOMY SIZE 4.0 L41MM OD6MM ID4MM WHITE POLYVINYLCHLORIDE DEHP FREE CUFFLESS INTEGRATED CONNECTOR TRANSPARENT FLANGE TAPE TIE RECESS PROMOTE AIRFLOW FLEXIBLE MR CONDITIONAL PEDIATRIC LATEX FREE DISPOSABLE SHILEY | CS |  | 45.5 | 45.5 | 45.5 | 45.5 | 45.5 | 1 | 91 | 2 | X | X | X | X | X |  | X |  | X | X | X | X | X | X | X | X | X | PVC
| Tubes Tracheostomy/Laryngectomy | ICU Medical Inc | 65P040 | TUBE TRACHEOSTOMY SIZE 4.0 L41MM OD6MM ID4MM WHITE SILICONE SECURE CUFF FLEXIBLE ADJUSTABLE OBTURATOR TRACH TIE MR CONDITIONAL KINK RESISTANT CE MARKED STERILE PEDIATRIC LATEX FREE PORTEX BIVONA AIRE-CUF | Silicone | EA | 1 | 165.19 | 171.82 | 181.69 | 181.7 | 199.19 | 9 | 18059.11 | 104 | Alternative | 83% | Medtronic Minimally Invasive | 40PEFP | TUBE TRACHEOSTOMY SIZE 4.0 L41MM OD6MM ID4MM WHITE POLYVINYLCHLORIDE DEHP FREE CUFFLESS INTEGRATED CONNECTOR TRANSPARENT FLANGE TAPE TIE RECESS PROMOTE AIRFLOW FLEXIBLE MR CONDITIONAL PEDIATRIC LATEX FREE DISPOSABLE SHILEY | [10 empty] | X | X | X | X | X |  | X |  | X | X | X | X | X | X | X | X | X | PVC
| Tubes Tracheostomy/Laryngectomy | ICU Medical Inc | 65P040 | TUBE TRACHEOSTOMY SIZE 4.0 L41MM OD6MM ID4MM WHITE SILICONE SECURE CUFF FLEXIBLE ADJUSTABLE OBTURATOR TRACH TIE MR CONDITIONAL KINK RESISTANT CE MARKED STERILE PEDIATRIC LATEX FREE PORTEX BIVONA AIRE-CUF | Silicone | EA | 1 | 165.19 | 171.82 | 181.69 | 181.7 | 199.19 | 9 | 18059.11 | 104 | Alternative | 76% | Tracoe | 37340 | TUBE TRACHEOSTOMY SIZE 4.0 L41MM OD6MM ID4MM WHITE SILICONE DEHP FREE KINK RESISTANT EXTENDED LENGTH THERMALLY STABLE NECK STRAP RING OBTURATOR MR CONDITIONAL RADIOPAQUE VERY SOFT TUBE TIP STERILE PEDIATRIC LATEX FREE TRACOE Silcosoft | EA | 1 | 204 | 206 | 206 | 212 | 212 | 5 | 35780 | 174 | X | X | X | X | X |  | X |  | X | X | X | X |  |  | X | X |  | Silicone
| Tubes Tracheostomy/Laryngectomy | ICU Medical Inc | 65P040 | TUBE TRACHEOSTOMY SIZE 4.0 L41MM OD6MM ID4MM WHITE SILICONE SECURE CUFF FLEXIBLE ADJUSTABLE OBTURATOR TRACH TIE MR CONDITIONAL KINK RESISTANT CE MARKED STERILE PEDIATRIC LATEX FREE PORTEX BIVONA AIRE-CUF | Silicone | EA | 1 | 165.19 | 171.82 | 181.69 | 181.7 | 199.19 | 9 | 18059.11 | 104 | Alternative | 76% | Tracoe | 37040 | TUBE TRACHEOSTOMY SIZE 4.0 L41MM OD6MM ID4MM WHITE SILICONE DEHP FREE CUFFLESS KINK RESISTANT THERMALLY STABLE NECK STRAP RING OBTURATOR MR CONDITIONAL RADIOPAQUE VERY SOFT TUBE TIP STERILE PEDIATRIC LATEX FREE TRACOE Silcosoft | EA | 1 | 63 | 63 | 63 | 68 | 68 | 4 | 3661 | 57 | X | X | X | X | X |  | X |  | X | X | X | X |  |  | X | X |  | Silicone
| Tubes Tracheostomy/Laryngectomy | ICU Medical Inc | 65P040 | TUBE TRACHEOSTOMY SIZE 4.0 L41MM OD6MM ID4MM WHITE SILICONE SECURE CUFF FLEXIBLE ADJUSTABLE OBTURATOR TRACH TIE MR CONDITIONAL KINK RESISTANT CE MARKED STERILE PEDIATRIC LATEX FREE PORTEX BIVONA AIRE-CUF | Silicone | EA | 1 | 165.19 | 171.82 | 181.69 | 181.7 | 199.19 | 9 | 18059.11 | 104 | Alternative | 76% | Tracoe | 37140 | TUBE TRACHEOSTOMY SIZE 4.0 L41MM OD6MM ID4MM WHITE SILICONE DEHP FREE CUFFLESS KINK RESISTANT EXTENDED LENGTH THERMALLY STABLE NECK STRAP RING OBTURATOR MR CONDITIONAL RADIOPAQUE VERY SOFT TUBE TIP STERILE PEDIATRIC LATEX FREE TRACOE Silcosoft | EA | 1 | 68 | 68 | 91 | 91 | 91 | 3 | 5686 | 64 | X | X | X | X | X |  | X |  | X | X | X | X |  |  | X | X |  | Silicone
| Tubes Tracheostomy/Laryngectomy | ICU Medical Inc | 65P040 | TUBE TRACHEOSTOMY SIZE 4.0 L41MM OD6MM ID4MM WHITE SILICONE SECURE CUFF FLEXIBLE ADJUSTABLE OBTURATOR TRACH TIE MR CONDITIONAL KINK RESISTANT CE MARKED STERILE PEDIATRIC LATEX FREE PORTEX BIVONA AIRE-CUF | Silicone | EA | 1 | 165.19 | 171.82 | 181.69 | 181.7 | 199.19 | 9 | 18059.11 | 104 | Alternative | 76% | Tracoe | 37240 | TUBE TRACHEOSTOMY SIZE 4.0 L41MM OD6MM ID4MM WHITE SILICONE DEHP FREE WATER CUFF KINK RESISTANT THERMALLY STABLE NECK STRAP RING OBTURATOR MR CONDITIONAL RADIOPAQUE VERY SOFT TUBE TIP STERILE PEDIATRIC LATEX FREE TRACOE Silcosoft | EA | 1 | 183 | 183 | 183 | 194 | 194 | 2 | 6460 | 35 | X | X | X | X | X |  | X |  | X | X | X | X |  |  | X | X |  | Silicone
| Tubes Tracheostomy/Laryngectomy | ICU Medical Inc | 65P045 | TUBE TRACHEOSTOMY SIZE 4.5 L42MM OD6.7MM ID4.5MM WHITE SILICONE SECURE CUFF FLEXIBLE ADJUSTABLE OBTURATOR TRACH TIE MR CONDITIONAL KINK RESISTANT CE MARKED STERILE PEDIATRIC LATEX FREE PORTEX BIVONA AIRE-CUF | Silicone | EA | 1 | 165.19 | 173.05 | 181.7 | 186.5 | 199.91 | 15 | 18965.16 | 107 | Alternative | 93% | Medtronic Minimally Invasive | 45PCF | TUBE TRACHEOSTOMY SIZE 4.5 L42MM OD6.7MM ID4.5MM WHITE POLYVINYLCHLORIDE DEHP FREE TAPERGUARD CUFF INTEGRATED CONNECTOR TRANSPARENT FLANGE TAPE TIE RECESS PROMOTE AIRFLOW FLEXIBLE MR CONDITIONAL PEDIATRIC LATEX FREE DISPOSABLE SHILEY | EA | 1 | 45.5 | 58.67 | 60.87 | 65 | 72.12 | 51 | 32840.0198 | 521 | X | X | X | X | X | X | X |  | X | X | X | X | X | X | X | X | X | PVC
| Tubes Tracheostomy/Laryngectomy | ICU Medical Inc | 65P045 | TUBE TRACHEOSTOMY SIZE 4.5 L42MM OD6.7MM ID4.5MM WHITE SILICONE SECURE CUFF FLEXIBLE ADJUSTABLE OBTURATOR TRACH TIE MR CONDITIONAL KINK RESISTANT CE MARKED STERILE PEDIATRIC LATEX FREE PORTEX BIVONA AIRE-CUF | Silicone | EA | 1 | 165.19 | 173.05 | 181.7 | 186.5 | 199.91 | 15 | 18965.16 | 107 | Alternative | 93% | Medtronic Minimally Invasive | 45PCF | TUBE TRACHEOSTOMY SIZE 4.5 L42MM OD6.7MM ID4.5MM WHITE POLYVINYLCHLORIDE DEHP FREE TAPERGUARD CUFF INTEGRATED CONNECTOR TRANSPARENT FLANGE TAPE TIE RECESS PROMOTE AIRFLOW FLEXIBLE MR CONDITIONAL PEDIATRIC LATEX FREE DISPOSABLE SHILEY | BX |  | 39.02 | 39.02 | 58.93 | 59.11 | 65 | 4 | 2819.26 | 44 | X | X | X | X | X | X | X |  | X | X | X | X | X | X | X | X | X | PVC
| Tubes Tracheostomy/Laryngectomy | ICU Medical Inc | 65P045 | TUBE TRACHEOSTOMY SIZE 4.5 L42MM OD6.7MM ID4.5MM WHITE SILICONE SECURE CUFF FLEXIBLE ADJUSTABLE OBTURATOR TRACH TIE MR CONDITIONAL KINK RESISTANT CE MARKED STERILE PEDIATRIC LATEX FREE PORTEX BIVONA AIRE-CUF | Silicone | EA | 1 | 165.19 | 173.05 | 181.7 | 186.5 | 199.91 | 15 | 18965.16 | 107 | Alternative | 93% | Medtronic Minimally Invasive | 45PCF | TUBE TRACHEOSTOMY SIZE 4.5 L42MM OD6.7MM ID4.5MM WHITE POLYVINYLCHLORIDE DEHP FREE TAPERGUARD CUFF INTEGRATED CONNECTOR TRANSPARENT FLANGE TAPE TIE RECESS PROMOTE AIRFLOW FLEXIBLE MR CONDITIONAL PEDIATRIC LATEX FREE DISPOSABLE SHILEY | PK |  | 69.1 | 69.1 | 69.1 | 69.1 | 69.1 | 1 | 69.1 | 1 | X | X | X | X | X | X | X |  | X | X | X | X | X | X | X | X | X | PVC
| Tubes Tracheostomy/Laryngectomy | ICU Medical Inc | 65P045 | TUBE TRACHEOSTOMY SIZE 4.5 L42MM OD6.7MM ID4.5MM WHITE SILICONE SECURE CUFF FLEXIBLE ADJUSTABLE OBTURATOR TRACH TIE MR CONDITIONAL KINK RESISTANT CE MARKED STERILE PEDIATRIC LATEX FREE PORTEX BIVONA AIRE-CUF | Silicone | EA | 1 | 165.19 | 173.05 | 181.7 | 186.5 | 199.91 | 15 | 18965.16 | 107 | Alternative | 83% | Medtronic Minimally Invasive | 45PEF | TUBE TRACHEOSTOMY SIZE 4.5 L42MM OD6.7MM ID4.5MM WHITE POLYVINYLCHLORIDE DEHP FREE CUFFLESS INTEGRATED CONNECTOR TRANSPARENT FLANGE TAPE TIE RECESS PROMOTE AIRFLOW FLEXIBLE MR CONDITIONAL PEDIATRIC LATEX FREE DISPOSABLE SHILEY | EA | 1 | 39.91 | 45.5 | 45.95 | 46.43 | 53.62 | 91 | 43970.54 | 945 | X | X | X | X | X |  | X |  | X | X | X | X | X | X | X | X | X | PVC
| Tubes Tracheostomy/Laryngectomy | ICU Medical Inc | 65P045 | TUBE TRACHEOSTOMY SIZE 4.5 L42MM OD6.7MM ID4.5MM WHITE SILICONE SECURE CUFF FLEXIBLE ADJUSTABLE OBTURATOR TRACH TIE MR CONDITIONAL KINK RESISTANT CE MARKED STERILE PEDIATRIC LATEX FREE PORTEX BIVONA AIRE-CUF | Silicone | EA | 1 | 165.19 | 173.05 | 181.7 | 186.5 | 199.91 | 15 | 18965.16 | 107 | Alternative | 83% | Medtronic Minimally Invasive | 45PEF | TUBE TRACHEOSTOMY SIZE 4.5 L42MM OD6.7MM ID4.5MM WHITE POLYVINYLCHLORIDE DEHP FREE CUFFLESS INTEGRATED CONNECTOR TRANSPARENT FLANGE TAPE TIE RECESS PROMOTE AIRFLOW FLEXIBLE MR CONDITIONAL PEDIATRIC LATEX FREE DISPOSABLE SHILEY | BX |  | 45.84 | 46.43 | 46.43 | 46.43 | 49.6 | 5 | 10117.24 | 218 | X | X | X | X | X |  | X |  | X | X | X | X | X | X | X | X | X | PVC
| Tubes Tracheostomy/Laryngectomy | ICU Medical Inc | 65P045 | TUBE TRACHEOSTOMY SIZE 4.5 L42MM OD6.7MM ID4.5MM WHITE SILICONE SECURE CUFF FLEXIBLE ADJUSTABLE OBTURATOR TRACH TIE MR CONDITIONAL KINK RESISTANT CE MARKED STERILE PEDIATRIC LATEX FREE PORTEX BIVONA AIRE-CUF | Silicone | EA | 1 | 165.19 | 173.05 | 181.7 | 186.5 | 199.91 | 15 | 18965.16 | 107 | Alternative | 83% | Medtronic Minimally Invasive | 45NCF | TUBE TRACHEOSTOMY SIZE 4.5 L36MM OD6.7MM ID4.5MM WHITE POLYVINYLCHLORIDE DEHP FREE TAPERGUARD CUFF INTEGRATED CONNECTOR TRANSPARENT FLANGE TAPE TIE RECESS PROMOTE AIRFLOW FLEXIBLE MR CONDITIONAL NEONATAL LATEX FREE DISPOSABLE SHILEY | EA | 1 | 45.2317 | 45.2317 | 58.95 | 69.03 | 69.03 | 3 | 1227.7302 | 20 | X | X |  | X | X | X | X |  | X | X | X | X | X | X | X | X | X | PVC
| Tubes Tracheostomy/Laryngectomy | ICU Medical Inc | 65P045 | TUBE TRACHEOSTOMY SIZE 4.5 L42MM OD6.7MM ID4.5MM WHITE SILICONE SECURE CUFF FLEXIBLE ADJUSTABLE OBTURATOR TRACH TIE MR CONDITIONAL KINK RESISTANT CE MARKED STERILE PEDIATRIC LATEX FREE PORTEX BIVONA AIRE-CUF | Silicone | EA | 1 | 165.19 | 173.05 | 181.7 | 186.5 | 199.91 | 15 | 18965.16 | 107 | Alternative | 83% | Medtronic Minimally Invasive | 45PEF | TUBE TRACHEOSTOMY SIZE 4.5 L42MM OD6.7MM ID4.5MM WHITE POLYVINYLCHLORIDE DEHP FREE CUFFLESS INTEGRATED CONNECTOR TRANSPARENT FLANGE TAPE TIE RECESS PROMOTE AIRFLOW FLEXIBLE MR CONDITIONAL PEDIATRIC LATEX FREE DISPOSABLE SHILEY | PK |  | 46.43 | 46.43 | 46.43 | 46.43 | 46.43 | 2 | 185.72 | 4 | X | X | X | X | X |  | X |  | X | X | X | X | X | X | X | X | X | PVC
| Tubes Tracheostomy/Laryngectomy | ICU Medical Inc | 65P045 | TUBE TRACHEOSTOMY SIZE 4.5 L42MM OD6.7MM ID4.5MM WHITE SILICONE SECURE CUFF FLEXIBLE ADJUSTABLE OBTURATOR TRACH TIE MR CONDITIONAL KINK RESISTANT CE MARKED STERILE PEDIATRIC LATEX FREE PORTEX BIVONA AIRE-CUF | Silicone | EA | 1 | 165.19 | 173.05 | 181.7 | 186.5 | 199.91 | 15 | 18965.16 | 107 | Alternative | 83% | Medtronic Minimally Invasive | 45PEFP | TUBE TRACHEOSTOMY SIZE 4.5 L42MM OD6.7MM ID4.5MM WHITE POLYVINYLCHLORIDE DEHP FREE CUFFLESS INTEGRATED CONNECTOR TRANSPARENT FLANGE TAPE TIE RECESS PROMOTE AIRFLOW FLEXIBLE MR CONDITIONAL PEDIATRIC LATEX FREE DISPOSABLE SHILEY | [10 empty] | X | X | X | X | X |  | X |  | X | X | X | X | X | X | X | X | X | PVC
| Tubes Tracheostomy/Laryngectomy | ICU Medical Inc | 65P045 | TUBE TRACHEOSTOMY SIZE 4.5 L42MM OD6.7MM ID4.5MM WHITE SILICONE SECURE CUFF FLEXIBLE ADJUSTABLE OBTURATOR TRACH TIE MR CONDITIONAL KINK RESISTANT CE MARKED STERILE PEDIATRIC LATEX FREE PORTEX BIVONA AIRE-CUF | Silicone | EA | 1 | 165.19 | 173.05 | 181.7 | 186.5 | 199.91 | 15 | 18965.16 | 107 | Alternative | 76% | Tracoe | 37145 | TUBE TRACHEOSTOMY SIZE 4.5 L42MM OD6.6MM ID4.5MM WHITE SILICONE DEHP FREE CUFFLESS KINK RESISTANT EXTENDED LENGTH THERMALLY STABLE NECK STRAP RING OBTURATOR MR CONDITIONAL RADIOPAQUE VERY SOFT TUBE TIP STERILE PEDIATRIC LATEX FREE TRACOE Silcosoft | EA | 1 | 68 | 68 | 91 | 91 | 91 | 3 | 4503 | 51 | X | X | X | X | X |  | X |  | X | X | X | X |  |  | X | X |  | Silicone
| Tubes Tracheostomy/Laryngectomy | ICU Medical Inc | 65P045 | TUBE TRACHEOSTOMY SIZE 4.5 L42MM OD6.7MM ID4.5MM WHITE SILICONE SECURE CUFF FLEXIBLE ADJUSTABLE OBTURATOR TRACH TIE MR CONDITIONAL KINK RESISTANT CE MARKED STERILE PEDIATRIC LATEX FREE PORTEX BIVONA AIRE-CUF | Silicone | EA | 1 | 165.19 | 173.05 | 181.7 | 186.5 | 199.91 | 15 | 18965.16 | 107 | Alternative | 76% | Tracoe | 37245 | TUBE TRACHEOSTOMY SIZE 4.5 L42MM OD6.6MM ID4.5MM WHITE SILICONE DEHP FREE WATER CUFF KINK RESISTANT THERMALLY STABLE NECK STRAP RING OBTURATOR MR CONDITIONAL RADIOPAQUE VERY SOFT TUBE TIP STERILE PEDIATRIC LATEX FREE TRACOE Silcosoft | EA | 1 | 183.85 | 183.85 | 194 | 194 | 194 | 3 | 3573.1 | 18 | X | X | X | X | X |  | X |  | X | X | X | X |  |  | X | X |  | Silicone
| Tubes Tracheostomy/Laryngectomy | ICU Medical Inc | 65P045 | TUBE TRACHEOSTOMY SIZE 4.5 L42MM OD6.7MM ID4.5MM WHITE SILICONE SECURE CUFF FLEXIBLE ADJUSTABLE OBTURATOR TRACH TIE MR CONDITIONAL KINK RESISTANT CE MARKED STERILE PEDIATRIC LATEX FREE PORTEX BIVONA AIRE-CUF | Silicone | EA | 1 | 165.19 | 173.05 | 181.7 | 186.5 | 199.91 | 15 | 18965.16 | 107 | Alternative | 76% | Tracoe | 37345 | TUBE TRACHEOSTOMY SIZE 4.5 L42MM OD6.6MM ID4.5MM WHITE SILICONE DEHP FREE KINK RESISTANT EXTENDED LENGTH THERMALLY STABLE NECK STRAP RING OBTURATOR MR CONDITIONAL RADIOPAQUE VERY SOFT TUBE TIP STERILE PEDIATRIC LATEX FREE TRACOE Silcosoft | EA | 1 | 204 | 204 | 206 | 206 | 206 | 3 | 21572 | 105 | X | X | X | X | X |  | X |  | X | X | X | X |  |  | X | X |  | Silicone
| Tubes Tracheostomy/Laryngectomy | ICU Medical Inc | 65P045 | TUBE TRACHEOSTOMY SIZE 4.5 L42MM OD6.7MM ID4.5MM WHITE SILICONE SECURE CUFF FLEXIBLE ADJUSTABLE OBTURATOR TRACH TIE MR CONDITIONAL KINK RESISTANT CE MARKED STERILE PEDIATRIC LATEX FREE PORTEX BIVONA AIRE-CUF | Silicone | EA | 1 | 165.19 | 173.05 | 181.7 | 186.5 | 199.91 | 15 | 18965.16 | 107 | Alternative | 76% | Tracoe | 37045 | TUBE TRACHEOSTOMY SIZE 4.5 L42MM OD6.6MM ID4.5MM WHITE SILICONE DEHP FREE CUFFLESS KINK RESISTANT THERMALLY STABLE NECK STRAP RING OBTURATOR MR CONDITIONAL RADIOPAQUE VERY SOFT TUBE TIP STERILE PEDIATRIC LATEX FREE TRACOE Silcosoft | EA | 1 | 63 | 63 | 63 | 68 | 68 | 2 | 1348 | 21 | X | X | X | X | X |  | X |  | X | X | X | X |  |  | X | X |  | Silicone
| Tubes Tracheostomy/Laryngectomy | ICU Medical Inc | 65P045 | TUBE TRACHEOSTOMY SIZE 4.5 L42MM OD6.7MM ID4.5MM WHITE SILICONE SECURE CUFF FLEXIBLE ADJUSTABLE OBTURATOR TRACH TIE MR CONDITIONAL KINK RESISTANT CE MARKED STERILE PEDIATRIC LATEX FREE PORTEX BIVONA AIRE-CUF | Silicone | EA | 1 | 165.19 | 173.05 | 181.7 | 186.5 | 199.91 | 15 | 18965.16 | 107 | Alternative | 76% | Tracoe | 37045 | TUBE TRACHEOSTOMY SIZE 4.5 L42MM OD6.6MM ID4.5MM WHITE SILICONE DEHP FREE CUFFLESS KINK RESISTANT THERMALLY STABLE NECK STRAP RING OBTURATOR MR CONDITIONAL RADIOPAQUE VERY SOFT TUBE TIP STERILE PEDIATRIC LATEX FREE TRACOE Silcosoft | BX |  | 68 | 68 | 68 | 68 | 68 | 1 | 204 | 3 | X | X | X | X | X |  | X |  | X | X | X | X |  |  | X | X |  | Silicone
| Tubes Tracheostomy/Laryngectomy | ICU Medical Inc | 65P050 | TUBE TRACHEOSTOMY SIZE 5.0 L44MM OD7.3MM ID5MM WHITE SILICONE SECURE CUFF FLEXIBLE ADJUSTABLE OBTURATOR TRACH TIE MR CONDITIONAL KINK RESISTANT CE MARKED STERILE PEDIATRIC LATEX FREE PORTEX BIVONA AIRE-CUF | Silicone | EA | 1 | 171.82 | 173.05 | 177.14 | 192.74 | 199.19 | 10 | 18508.73 | 103 | Alternative | 93% | Medtronic Minimally Invasive | 50PCF | TUBE TRACHEOSTOMY SIZE 5.0 L44MM OD7.3MM ID5MM WHITE POLYVINYLCHLORIDE DEHP FREE TAPERGUARD CUFF INTEGRATED CONNECTOR TRANSPARENT FLANGE TAPE TIE RECESS PROMOTE AIRFLOW FLEXIBLE MR CONDITIONAL PEDIATRIC LATEX FREE DISPOSABLE SHILEY | EA | 1 | 45.2317 | 58.67 | 60.54 | 65 | 73.42 | 59 | 31421.0402 | 508 | X | X | X | X | X | X | X |  | X | X | X | X | X | X | X | X | X | PVC
| Tubes Tracheostomy/Laryngectomy | ICU Medical Inc | 65P050 | TUBE TRACHEOSTOMY SIZE 5.0 L44MM OD7.3MM ID5MM WHITE SILICONE SECURE CUFF FLEXIBLE ADJUSTABLE OBTURATOR TRACH TIE MR CONDITIONAL KINK RESISTANT CE MARKED STERILE PEDIATRIC LATEX FREE PORTEX BIVONA AIRE-CUF | Silicone | EA | 1 | 171.82 | 173.05 | 177.14 | 192.74 | 199.19 | 10 | 18508.73 | 103 | Alternative | 93% | Medtronic Minimally Invasive | 50PCF | TUBE TRACHEOSTOMY SIZE 5.0 L44MM OD7.3MM ID5MM WHITE POLYVINYLCHLORIDE DEHP FREE TAPERGUARD CUFF INTEGRATED CONNECTOR TRANSPARENT FLANGE TAPE TIE RECESS PROMOTE AIRFLOW FLEXIBLE MR CONDITIONAL PEDIATRIC LATEX FREE DISPOSABLE SHILEY | BX |  | 39.02 | 39.02 | 58.93 | 59.11 | 65 | 4 | 645.19 | 11 | X | X | X | X | X | X | X |  | X | X | X | X | X | X | X | X | X | PVC
| Tubes Tracheostomy/Laryngectomy | ICU Medical Inc | 65P050 | TUBE TRACHEOSTOMY SIZE 5.0 L44MM OD7.3MM ID5MM WHITE SILICONE SECURE CUFF FLEXIBLE ADJUSTABLE OBTURATOR TRACH TIE MR CONDITIONAL KINK RESISTANT CE MARKED STERILE PEDIATRIC LATEX FREE PORTEX BIVONA AIRE-CUF | Silicone | EA | 1 | 171.82 | 173.05 | 177.14 | 192.74 | 199.19 | 10 | 18508.73 | 103 | Alternative | 93% | Medtronic Minimally Invasive | 50PCF | TUBE TRACHEOSTOMY SIZE 5.0 L44MM OD7.3MM ID5MM WHITE POLYVINYLCHLORIDE DEHP FREE TAPERGUARD CUFF INTEGRATED CONNECTOR TRANSPARENT FLANGE TAPE TIE RECESS PROMOTE AIRFLOW FLEXIBLE MR CONDITIONAL PEDIATRIC LATEX FREE DISPOSABLE SHILEY | PK |  | 69.1 | 69.1 | 69.1 | 69.1 | 69.1 | 1 | 276.4 | 4 | X | X | X | X | X | X | X |  | X | X | X | X | X | X | X | X | X | PVC
| Tubes Tracheostomy/Laryngectomy | ICU Medical Inc | 65P050 | TUBE TRACHEOSTOMY SIZE 5.0 L44MM OD7.3MM ID5MM WHITE SILICONE SECURE CUFF FLEXIBLE ADJUSTABLE OBTURATOR TRACH TIE MR CONDITIONAL KINK RESISTANT CE MARKED STERILE PEDIATRIC LATEX FREE PORTEX BIVONA AIRE-CUF | Silicone | EA | 1 | 171.82 | 173.05 | 177.14 | 192.74 | 199.19 | 10 | 18508.73 | 103 | Alternative | 83% | Medtronic Minimally Invasive | 50PEF | TUBE TRACHEOSTOMY SIZE 5.0 L44MM OD7.3MM ID5MM WHITE POLYVINYLCHLORIDE DEHP FREE CUFFLESS INTEGRATED CONNECTOR TRANSPARENT FLANGE TAPE TIE RECESS PROMOTE AIRFLOW FLEXIBLE MR CONDITIONAL PEDIATRIC LATEX FREE DISPOSABLE SHILEY | EA | 1 | 39.91 | 45.07 | 45.96 | 46.75 | 54.44 | 100 | 38878.65 | 831 | X | X | X | X | X |  | X |  | X | X | X | X | X | X | X | X | X | PVC
| Tubes Tracheostomy/Laryngectomy | ICU Medical Inc | 65P050 | TUBE TRACHEOSTOMY SIZE 5.0 L44MM OD7.3MM ID5MM WHITE SILICONE SECURE CUFF FLEXIBLE ADJUSTABLE OBTURATOR TRACH TIE MR CONDITIONAL KINK RESISTANT CE MARKED STERILE PEDIATRIC LATEX FREE PORTEX BIVONA AIRE-CUF | Silicone | EA | 1 | 171.82 | 173.05 | 177.14 | 192.74 | 199.19 | 10 | 18508.73 | 103 | Alternative | 83% | Medtronic Minimally Invasive | 50PLCF | TUBE TRACHEOSTOMY SIZE 5.0 L50MM OD7.3MM ID5MM WHITE POLYVINYLCHLORIDE DEHP FREE EXTRA LONG TAPERGUARD CUFF INTEGRATED CONNECTOR TRANSPARENT FLANGE TAPE TIE RECESS PROMOTE AIRFLOW FLEXIBLE MR CONDITIONAL PEDIATRIC LATEX FREE DISPOSABLE SHILEY | EA | 1 | 45.8983 | 58.93 | 61.45 | 65.48 | 73.84 | 26 | 16079.2838 | 254 | X | X |  | X | X | X | X |  | X | X | X | X | X | X | X | X | X | PVC
| Tubes Tracheostomy/Laryngectomy | ICU Medical Inc | 65P050 | TUBE TRACHEOSTOMY SIZE 5.0 L44MM OD7.3MM ID5MM WHITE SILICONE SECURE CUFF FLEXIBLE ADJUSTABLE OBTURATOR TRACH TIE MR CONDITIONAL KINK RESISTANT CE MARKED STERILE PEDIATRIC LATEX FREE PORTEX BIVONA AIRE-CUF | Silicone | EA | 1 | 171.82 | 173.05 | 177.14 | 192.74 | 199.19 | 10 | 18508.73 | 103 | Alternative | 83% | Medtronic Minimally Invasive | 50PEF | TUBE TRACHEOSTOMY SIZE 5.0 L44MM OD7.3MM ID5MM WHITE POLYVINYLCHLORIDE DEHP FREE CUFFLESS INTEGRATED CONNECTOR TRANSPARENT FLANGE TAPE TIE RECESS PROMOTE AIRFLOW FLEXIBLE MR CONDITIONAL PEDIATRIC LATEX FREE DISPOSABLE SHILEY | BX |  | 40.31 | 45.5 | 45.95 | 46.43 | 53.09 | 11 | 7217.81 | 156 | X | X | X | X | X |  | X |  | X | X | X | X | X | X | X | X | X | PVC
| Tubes Tracheostomy/Laryngectomy | ICU Medical Inc | 65P050 | TUBE TRACHEOSTOMY SIZE 5.0 L44MM OD7.3MM ID5MM WHITE SILICONE SECURE CUFF FLEXIBLE ADJUSTABLE OBTURATOR TRACH TIE MR CONDITIONAL KINK RESISTANT CE MARKED STERILE PEDIATRIC LATEX FREE PORTEX BIVONA AIRE-CUF | Silicone | EA | 1 | 171.82 | 173.05 | 177.14 | 192.74 | 199.19 | 10 | 18508.73 | 103 | Alternative | 83% | Medtronic Minimally Invasive | 50PLCF | TUBE TRACHEOSTOMY SIZE 5.0 L50MM OD7.3MM ID5MM WHITE POLYVINYLCHLORIDE DEHP FREE EXTRA LONG TAPERGUARD CUFF INTEGRATED CONNECTOR TRANSPARENT FLANGE TAPE TIE RECESS PROMOTE AIRFLOW FLEXIBLE MR CONDITIONAL PEDIATRIC LATEX FREE DISPOSABLE SHILEY | PK |  | 69.1 | 69.1 | 69.1 | 69.1 | 69.1 | 1 | 207.3 | 3 | X | X |  | X | X | X | X |  | X | X | X | X | X | X | X | X | X | PVC
| Tubes Tracheostomy/Laryngectomy | ICU Medical Inc | 65P050 | TUBE TRACHEOSTOMY SIZE 5.0 L44MM OD7.3MM ID5MM WHITE SILICONE SECURE CUFF FLEXIBLE ADJUSTABLE OBTURATOR TRACH TIE MR CONDITIONAL KINK RESISTANT CE MARKED STERILE PEDIATRIC LATEX FREE PORTEX BIVONA AIRE-CUF | Silicone | EA | 1 | 171.82 | 173.05 | 177.14 | 192.74 | 199.19 | 10 | 18508.73 | 103 | Alternative | 83% | Medtronic Minimally Invasive | 50PLCF | TUBE TRACHEOSTOMY SIZE 5.0 L50MM OD7.3MM ID5MM WHITE POLYVINYLCHLORIDE DEHP FREE EXTRA LONG TAPERGUARD CUFF INTEGRATED CONNECTOR TRANSPARENT FLANGE TAPE TIE RECESS PROMOTE AIRFLOW FLEXIBLE MR CONDITIONAL PEDIATRIC LATEX FREE DISPOSABLE SHILEY | BX |  | 39.02 | 39.02 | 39.02 | 39.02 | 39.02 | 1 | 78.04 | 2 | X | X |  | X | X | X | X |  | X | X | X | X | X | X | X | X | X | PVC
| Tubes Tracheostomy/Laryngectomy | ICU Medical Inc | 65P050 | TUBE TRACHEOSTOMY SIZE 5.0 L44MM OD7.3MM ID5MM WHITE SILICONE SECURE CUFF FLEXIBLE ADJUSTABLE OBTURATOR TRACH TIE MR CONDITIONAL KINK RESISTANT CE MARKED STERILE PEDIATRIC LATEX FREE PORTEX BIVONA AIRE-CUF | Silicone | EA | 1 | 171.82 | 173.05 | 177.14 | 192.74 | 199.19 | 10 | 18508.73 | 103 | Alternative | 83% | Medtronic Minimally Invasive | 50PEFP | TUBE TRACHEOSTOMY SIZE 5.0 L44MM OD7.3MM ID5MM WHITE POLYVINYLCHLORIDE DEHP FREE CUFFLESS INTEGRATED CONNECTOR TRANSPARENT FLANGE TAPE TIE RECESS PROMOTE AIRFLOW FLEXIBLE MR CONDITIONAL PEDIATRIC LATEX FREE DISPOSABLE SHILEY | [10 empty] | X | X | X | X | X |  | X |  | X | X | X | X | X | X | X | X | X | PVC
| Tubes Tracheostomy/Laryngectomy | ICU Medical Inc | 65P050 | TUBE TRACHEOSTOMY SIZE 5.0 L44MM OD7.3MM ID5MM WHITE SILICONE SECURE CUFF FLEXIBLE ADJUSTABLE OBTURATOR TRACH TIE MR CONDITIONAL KINK RESISTANT CE MARKED STERILE PEDIATRIC LATEX FREE PORTEX BIVONA AIRE-CUF | Silicone | EA | 1 | 171.82 | 173.05 | 177.14 | 192.74 | 199.19 | 10 | 18508.73 | 103 | Alternative | 76% | Tracoe | 37350 | TUBE TRACHEOSTOMY SIZE 5.0 L44MM OD7.3MM ID5MM WHITE SILICONE DEHP FREE KINK RESISTANT EXTENDED LENGTH THERMALLY STABLE NECK STRAP RING OBTURATOR MR CONDITIONAL RADIOPAQUE VERY SOFT TUBE TIP STERILE PEDIATRIC LATEX FREE TRACOE Silcosoft | EA | 1 | 200 | 200 | 204 | 206 | 206 | 3 | 12850 | 63 | X | X | X | X | X |  | X |  | X | X | X | X |  |  | X | X |  | Silicone
| Tubes Tracheostomy/Laryngectomy | ICU Medical Inc | 65P050 | TUBE TRACHEOSTOMY SIZE 5.0 L44MM OD7.3MM ID5MM WHITE SILICONE SECURE CUFF FLEXIBLE ADJUSTABLE OBTURATOR TRACH TIE MR CONDITIONAL KINK RESISTANT CE MARKED STERILE PEDIATRIC LATEX FREE PORTEX BIVONA AIRE-CUF | Silicone | EA | 1 | 171.82 | 173.05 | 177.14 | 192.74 | 199.19 | 10 | 18508.73 | 103 | Alternative | 76% | Tracoe | 37050 | TUBE TRACHEOSTOMY SIZE 5.0 L44MM OD7.3MM ID5MM WHITE SILICONE DEHP FREE CUFFLESS KINK RESISTANT THERMALLY STABLE NECK STRAP RING OBTURATOR MR CONDITIONAL RADIOPAQUE VERY SOFT TUBE TIP STERILE PEDIATRIC LATEX FREE TRACOE Silcosoft | EA | 1 | 63 | 63 | 63 | 68 | 68 | 2 | 1373 | 21 | X | X | X | X | X |  | X |  | X | X | X | X |  |  | X | X |  | Silicone
| Tubes Tracheostomy/Laryngectomy | ICU Medical Inc | 65P050 | TUBE TRACHEOSTOMY SIZE 5.0 L44MM OD7.3MM ID5MM WHITE SILICONE SECURE CUFF FLEXIBLE ADJUSTABLE OBTURATOR TRACH TIE MR CONDITIONAL KINK RESISTANT CE MARKED STERILE PEDIATRIC LATEX FREE PORTEX BIVONA AIRE-CUF | Silicone | EA | 1 | 171.82 | 173.05 | 177.14 | 192.74 | 199.19 | 10 | 18508.73 | 103 | Alternative | 76% | Tracoe | 37250 | TUBE TRACHEOSTOMY SIZE 5.0 L44MM OD7.3MM ID5MM WHITE SILICONE DEHP FREE WATER CUFF KINK RESISTANT THERMALLY STABLE NECK STRAP RING OBTURATOR MR CONDITIONAL RADIOPAQUE VERY SOFT TUBE TIP STERILE PEDIATRIC LATEX FREE TRACOE Silcosoft | EA | 1 | 183.85 | 183.85 | 183.85 | 194 | 194 | 2 | 1511.4 | 8 | X | X | X | X | X |  | X |  | X | X | X | X |  |  | X | X |  | Silicone
| Tubes Tracheostomy/Laryngectomy | ICU Medical Inc | 65P050 | TUBE TRACHEOSTOMY SIZE 5.0 L44MM OD7.3MM ID5MM WHITE SILICONE SECURE CUFF FLEXIBLE ADJUSTABLE OBTURATOR TRACH TIE MR CONDITIONAL KINK RESISTANT CE MARKED STERILE PEDIATRIC LATEX FREE PORTEX BIVONA AIRE-CUF | Silicone | EA | 1 | 171.82 | 173.05 | 177.14 | 192.74 | 199.19 | 10 | 18508.73 | 103 | Alternative | 76% | Tracoe | 37150 | TUBE TRACHEOSTOMY SIZE 5.0 L44MM OD7.3MM ID5MM WHITE SILICONE DEHP FREE CUFFLESS KINK RESISTANT EXTENDED LENGTH THERMALLY STABLE NECK STRAP RING OBTURATOR MR CONDITIONAL RADIOPAQUE VERY SOFT TUBE TIP STERILE PEDIATRIC LATEX FREE TRACOE Silcosoft | EA | 1 | 91 | 91 | 91 | 91 | 91 | 2 | 1911 | 21 | X | X | X | X | X |  | X |  | X | X | X | X |  |  | X | X |  | Silicone
| Tubes Tracheostomy/Laryngectomy | ICU Medical Inc | 65P055 | TUBE TRACHEOSTOMY SIZE 5.5 L46MM OD8MM ID5.5MM WHITE SILICONE SECURE CUFF FLEXIBLE ADJUSTABLE OBTURATOR TRACH TIE MR CONDITIONAL KINK RESISTANT CE MARKED STERILE PEDIATRIC LATEX FREE PORTEX BIVONA AIRE-CUF | Silicone | EA | 1 | 165.19 | 171.82 | 181.7 | 185.5 | 192.74 | 10 | 14451.1 | 82 | Alternative | 93% | Medtronic Minimally Invasive | 55PCF | TUBE TRACHEOSTOMY SIZE 5.5 L46MM OD7.9MM ID5.5MM WHITE POLYVINYLCHLORIDE DEHP FREE TAPERGUARD CUFF INTEGRATED CONNECTOR TRANSPARENT FLANGE TAPE TIE RECESS PROMOTE AIRFLOW FLEXIBLE MR CONDITIONAL PEDIATRIC LATEX FREE DISPOSABLE SHILEY | EA | 1 | 45.2317 | 49.34 | 59.11 | 65 | 73.841 | 52 | 30163.5722 | 490 | X | X | X | X | X | X | X |  | X | X | X | X | X | X | X | X | X | PVC
| Tubes Tracheostomy/Laryngectomy | ICU Medical Inc | 65P055 | TUBE TRACHEOSTOMY SIZE 5.5 L46MM OD8MM ID5.5MM WHITE SILICONE SECURE CUFF FLEXIBLE ADJUSTABLE OBTURATOR TRACH TIE MR CONDITIONAL KINK RESISTANT CE MARKED STERILE PEDIATRIC LATEX FREE PORTEX BIVONA AIRE-CUF | Silicone | EA | 1 | 165.19 | 171.82 | 181.7 | 185.5 | 192.74 | 10 | 14451.1 | 82 | Alternative | 93% | Medtronic Minimally Invasive | 55PCF | TUBE TRACHEOSTOMY SIZE 5.5 L46MM OD7.9MM ID5.5MM WHITE POLYVINYLCHLORIDE DEHP FREE TAPERGUARD CUFF INTEGRATED CONNECTOR TRANSPARENT FLANGE TAPE TIE RECESS PROMOTE AIRFLOW FLEXIBLE MR CONDITIONAL PEDIATRIC LATEX FREE DISPOSABLE SHILEY | BX |  | 39.02 | 39.02 | 58.93 | 59.11 | 59.11 | 3 | 1080.93 | 19 | X | X | X | X | X | X | X |  | X | X | X | X | X | X | X | X | X | PVC
| Tubes Tracheostomy/Laryngectomy | ICU Medical Inc | 65P055 | TUBE TRACHEOSTOMY SIZE 5.5 L46MM OD8MM ID5.5MM WHITE SILICONE SECURE CUFF FLEXIBLE ADJUSTABLE OBTURATOR TRACH TIE MR CONDITIONAL KINK RESISTANT CE MARKED STERILE PEDIATRIC LATEX FREE PORTEX BIVONA AIRE-CUF | Silicone | EA | 1 | 165.19 | 171.82 | 181.7 | 185.5 | 192.74 | 10 | 14451.1 | 82 | Alternative | 93% | Medtronic Minimally Invasive | 55PCF | TUBE TRACHEOSTOMY SIZE 5.5 L46MM OD7.9MM ID5.5MM WHITE POLYVINYLCHLORIDE DEHP FREE TAPERGUARD CUFF INTEGRATED CONNECTOR TRANSPARENT FLANGE TAPE TIE RECESS PROMOTE AIRFLOW FLEXIBLE MR CONDITIONAL PEDIATRIC LATEX FREE DISPOSABLE SHILEY | PK |  | 69.1 | 69.1 | 69.1 | 69.1 | 69.1 | 1 | 69.1 | 1 | X | X | X | X | X | X | X |  | X | X | X | X | X | X | X | X | X | PVC
| Tubes Tracheostomy/Laryngectomy | ICU Medical Inc | 65P055 | TUBE TRACHEOSTOMY SIZE 5.5 L46MM OD8MM ID5.5MM WHITE SILICONE SECURE CUFF FLEXIBLE ADJUSTABLE OBTURATOR TRACH TIE MR CONDITIONAL KINK RESISTANT CE MARKED STERILE PEDIATRIC LATEX FREE PORTEX BIVONA AIRE-CUF | Silicone | EA | 1 | 165.19 | 171.82 | 181.7 | 185.5 | 192.74 | 10 | 14451.1 | 82 | Alternative | 83% | Medtronic Minimally Invasive | 55PEF | TUBE TRACHEOSTOMY SIZE 5.5 L46MM OD7.9MM ID5.5MM WHITE POLYVINYLCHLORIDE DEHP FREE CUFFLESS INTEGRATED CONNECTOR TRANSPARENT FLANGE TAPE TIE RECESS PROMOTE AIRFLOW FLEXIBLE MR CONDITIONAL PEDIATRIC LATEX FREE DISPOSABLE SHILEY | EA | 1 | 39.91 | 45.5 | 46.42 | 46.75 | 54.68 | 69 | 24512.4963 | 523 | X | X | X | X | X |  | X |  | X | X | X | X | X | X | X | X | X | PVC
| Tubes Tracheostomy/Laryngectomy | ICU Medical Inc | 65P055 | TUBE TRACHEOSTOMY SIZE 5.5 L46MM OD8MM ID5.5MM WHITE SILICONE SECURE CUFF FLEXIBLE ADJUSTABLE OBTURATOR TRACH TIE MR CONDITIONAL KINK RESISTANT CE MARKED STERILE PEDIATRIC LATEX FREE PORTEX BIVONA AIRE-CUF | Silicone | EA | 1 | 165.19 | 171.82 | 181.7 | 185.5 | 192.74 | 10 | 14451.1 | 82 | Alternative | 83% | Medtronic Minimally Invasive | 55PLCF | TUBE TRACHEOSTOMY SIZE 5.5 L52MM OD7.9MM ID5.5MM WHITE POLYVINYLCHLORIDE DEHP FREE EXTRA LONG TAPERGUARD CUFF INTEGRATED CONNECTOR TRANSPARENT FLANGE TAPE TIE RECESS PROMOTE AIRFLOW FLEXIBLE MR CONDITIONAL PEDIATRIC LATEX FREE DISPOSABLE SHILEY | EA | 1 | 45.2317 | 49 | 60.54 | 69.1 | 73.91 | 11 | 2497.0402 | 40 | X | X |  | X | X | X | X |  | X | X | X | X | X | X | X | X | X | PVC
| Tubes Tracheostomy/Laryngectomy | ICU Medical Inc | 65P055 | TUBE TRACHEOSTOMY SIZE 5.5 L46MM OD8MM ID5.5MM WHITE SILICONE SECURE CUFF FLEXIBLE ADJUSTABLE OBTURATOR TRACH TIE MR CONDITIONAL KINK RESISTANT CE MARKED STERILE PEDIATRIC LATEX FREE PORTEX BIVONA AIRE-CUF | Silicone | EA | 1 | 165.19 | 171.82 | 181.7 | 185.5 | 192.74 | 10 | 14451.1 | 82 | Alternative | 83% | Medtronic Minimally Invasive | 55PEF | TUBE TRACHEOSTOMY SIZE 5.5 L46MM OD7.9MM ID5.5MM WHITE POLYVINYLCHLORIDE DEHP FREE CUFFLESS INTEGRATED CONNECTOR TRANSPARENT FLANGE TAPE TIE RECESS PROMOTE AIRFLOW FLEXIBLE MR CONDITIONAL PEDIATRIC LATEX FREE DISPOSABLE SHILEY | BX |  | 27.08 | 27.08 | 27.08 | 46.43 | 46.43 | 2 | 4762.94 | 103 | X | X | X | X | X |  | X |  | X | X | X | X | X | X | X | X | X | PVC
| Tubes Tracheostomy/Laryngectomy | ICU Medical Inc | 65P055 | TUBE TRACHEOSTOMY SIZE 5.5 L46MM OD8MM ID5.5MM WHITE SILICONE SECURE CUFF FLEXIBLE ADJUSTABLE OBTURATOR TRACH TIE MR CONDITIONAL KINK RESISTANT CE MARKED STERILE PEDIATRIC LATEX FREE PORTEX BIVONA AIRE-CUF | Silicone | EA | 1 | 165.19 | 171.82 | 181.7 | 185.5 | 192.74 | 10 | 14451.1 | 82 | Alternative | 83% | Medtronic Minimally Invasive | 55PLCF | TUBE TRACHEOSTOMY SIZE 5.5 L52MM OD7.9MM ID5.5MM WHITE POLYVINYLCHLORIDE DEHP FREE EXTRA LONG TAPERGUARD CUFF INTEGRATED CONNECTOR TRANSPARENT FLANGE TAPE TIE RECESS PROMOTE AIRFLOW FLEXIBLE MR CONDITIONAL PEDIATRIC LATEX FREE DISPOSABLE SHILEY | PK |  | 69.1 | 69.1 | 69.1 | 69.1 | 69.1 | 1 | 207.3 | 3 | X | X |  | X | X | X | X |  | X | X | X | X | X | X | X | X | X | PVC
| Tubes Tracheostomy/Laryngectomy | ICU Medical Inc | 65P055 | TUBE TRACHEOSTOMY SIZE 5.5 L46MM OD8MM ID5.5MM WHITE SILICONE SECURE CUFF FLEXIBLE ADJUSTABLE OBTURATOR TRACH TIE MR CONDITIONAL KINK RESISTANT CE MARKED STERILE PEDIATRIC LATEX FREE PORTEX BIVONA AIRE-CUF | Silicone | EA | 1 | 165.19 | 171.82 | 181.7 | 185.5 | 192.74 | 10 | 14451.1 | 82 | Alternative | 83% | Medtronic Minimally Invasive | 55PEF | TUBE TRACHEOSTOMY SIZE 5.5 L46MM OD7.9MM ID5.5MM WHITE POLYVINYLCHLORIDE DEHP FREE CUFFLESS INTEGRATED CONNECTOR TRANSPARENT FLANGE TAPE TIE RECESS PROMOTE AIRFLOW FLEXIBLE MR CONDITIONAL PEDIATRIC LATEX FREE DISPOSABLE SHILEY | CS |  | 43.38 | 43.38 | 43.38 | 43.38 | 43.38 | 1 | 86.76 | 2 | X | X | X | X | X |  | X |  | X | X | X | X | X | X | X | X | X | PVC
| Tubes Tracheostomy/Laryngectomy | ICU Medical Inc | 65P055 | TUBE TRACHEOSTOMY SIZE 5.5 L46MM OD8MM ID5.5MM WHITE SILICONE SECURE CUFF FLEXIBLE ADJUSTABLE OBTURATOR TRACH TIE MR CONDITIONAL KINK RESISTANT CE MARKED STERILE PEDIATRIC LATEX FREE PORTEX BIVONA AIRE-CUF | Silicone | EA | 1 | 165.19 | 171.82 | 181.7 | 185.5 | 192.74 | 10 | 14451.1 | 82 | Alternative | 83% | Medtronic Minimally Invasive | 55PLCF | TUBE TRACHEOSTOMY SIZE 5.5 L52MM OD7.9MM ID5.5MM WHITE POLYVINYLCHLORIDE DEHP FREE EXTRA LONG TAPERGUARD CUFF INTEGRATED CONNECTOR TRANSPARENT FLANGE TAPE TIE RECESS PROMOTE AIRFLOW FLEXIBLE MR CONDITIONAL PEDIATRIC LATEX FREE DISPOSABLE SHILEY | BX |  | 71.76 | 71.76 | 71.76 | 71.76 | 71.76 | 1 | 143.52 | 2 | X | X |  | X | X | X | X |  | X | X | X | X | X | X | X | X | X | PVC
| Tubes Tracheostomy/Laryngectomy | ICU Medical Inc | 65P055 | TUBE TRACHEOSTOMY SIZE 5.5 L46MM OD8MM ID5.5MM WHITE SILICONE SECURE CUFF FLEXIBLE ADJUSTABLE OBTURATOR TRACH TIE MR CONDITIONAL KINK RESISTANT CE MARKED STERILE PEDIATRIC LATEX FREE PORTEX BIVONA AIRE-CUF | Silicone | EA | 1 | 165.19 | 171.82 | 181.7 | 185.5 | 192.74 | 10 | 14451.1 | 82 | Alternative | 83% | Medtronic Minimally Invasive | 55PEFP | TUBE TRACHEOSTOMY SIZE 5.5 L46MM OD7.9MM ID5.5MM WHITE POLYVINYLCHLORIDE DEHP FREE CUFFLESS INTEGRATED CONNECTOR TRANSPARENT FLANGE TAPE TIE RECESS PROMOTE AIRFLOW FLEXIBLE MR CONDITIONAL PEDIATRIC LATEX FREE DISPOSABLE SHILEY | [10 empty] | X | X | X | X | X |  | X |  | X | X | X | X | X | X | X | X | X | PVC
| Tubes Tracheostomy/Laryngectomy | ICU Medical Inc | 67NFPS25 | TUBE TRACHEOSTOMY SIZE 2.5 L30MM OD4MM ID2.5MM WHITE SILICONE CUFFED EXTENDED LENGTH STRAIGHT FLANGE BEVELED TIP WIRE REINFORCED AID WEANING MAINTAIN AIRWAY PATENCY MR CONDITIONAL CE MARKED STERILE NEONATAL LATEX FREE PORTEX BIVONA FLEXTEND TTS | Silicone | EA | 1 | 186 | 194.07 | 195.3 | 206.44 | 217.8 | 23 | 33082.9 | 167 | No match
| Tubes Tracheostomy/Laryngectomy | ICU Medical Inc | 67NFPS30 | TUBE TRACHEOSTOMY SIZE 3.0 L32MM OD4.7MM ID3MM WHITE SILICONE CUFFED EXTENDED LENGTH STRAIGHT FLANGE BEVELED TIP WIRE REINFORCED AID WEANING MAINTAIN AIRWAY PATENCY MR CONDITIONAL CE MARKED STERILE NEONATAL LATEX FREE PORTEX BIVONA FLEXTEND TTS | Silicone | EA | 1 | 57.84 | 57.84 | 57.84 | 57.84 | 57.84 | 55 | 57.84 | 1 | No match
| Tubes Tracheostomy/Laryngectomy | ICU Medical Inc | 67NFPS30 | TUBE TRACHEOSTOMY SIZE 3.0 L32MM OD4.7MM ID3MM WHITE SILICONE CUFFED EXTENDED LENGTH STRAIGHT FLANGE BEVELED TIP WIRE REINFORCED AID WEANING MAINTAIN AIRWAY PATENCY MR CONDITIONAL CE MARKED STERILE NEONATAL LATEX FREE PORTEX BIVONA FLEXTEND TTS | Silicone | EA | 1 | 186 | 195.3 | 200.56 | 206.44 | 227.12 | 55 | 194463.37 | 981 | No match
| Tubes Tracheostomy/Laryngectomy | ICU Medical Inc | 67NFPS35 | TUBE TRACHEOSTOMY SIZE 3.5 L34MM OD5.3MM ID3.5MM WHITE SILICONE CUFFED EXTENDED LENGTH STRAIGHT FLANGE BEVELED TIP WIRE REINFORCED AID WEANING MAINTAIN AIRWAY PATENCY MR CONDITIONAL CE MARKED STERILE NEONATAL LATEX FREE PORTEX BIVONA FLEXTEND TTS | Silicone | EA | 1 | 186 | 195.3 | 196.61 | 206.44 | 220.5 | 57 | 200004.58 | 1017 | No match
| Tubes Tracheostomy/Laryngectomy | ICU Medical Inc | 67NFPS40 | TUBE TRACHEOSTOMY SIZE 4.0 L36MM OD6MM ID4MM WHITE SILICONE CUFFED EXTENDED LENGTH STRAIGHT FLANGE BEVELED TIP WIRE REINFORCED AID WEANING MAINTAIN AIRWAY PATENCY MR CONDITIONAL CE MARKED STERILE NEONATAL LATEX FREE PORTEX BIVONA FLEXTEND TTS | Silicone | EA | 1 | 186 | 195.3 | 196.61 | 201.28 | 227.12 | 28 | 53374.26 | 267 | No match
| Tubes Tracheostomy/Laryngectomy | ICU Medical Inc | 67NFP25 | TUBE TRACHEOSTOMY SIZE 2.5 L30MM OD4MM ID2.5MM WHITE SILICONE CUFFED EXTENDED LENGTH V FLANGE BEVELED TIP WIRE REINFORCED AID WEANING MAINTAIN AIRWAY PATENCY MR CONDITIONAL CE MARKED STERILE NEONATAL LATEX FREE PORTEX BIVONA FLEXTEND TTS | Silicone | EA | 1 | 195.3 | 195.3 | 195.3 | 195.3 | 195.3 | 1 | 2734.2 | 14 | No match
| Tubes Tracheostomy/Laryngectomy | ICU Medical Inc | 67NFP30 | TUBE TRACHEOSTOMY SIZE 3.0 L32MM OD4.7MM ID3MM WHITE SILICONE CUFFED EXTENDED LENGTH V FLANGE BEVELED TIP WIRE REINFORCED AID WEANING MAINTAIN AIRWAY PATENCY MR CONDITIONAL CE MARKED STERILE NEONATAL LATEX FREE PORTEX BIVONA FLEXTEND TTS | Silicone | EA | 1 | 186 | 195.3 | 196.61 | 200.56 | 233.27 | 12 | 34562.74 | 181 | No match
| Tubes Tracheostomy/Laryngectomy | ICU Medical Inc | 67NFP35 | TUBE TRACHEOSTOMY SIZE 3.5 L34MM OD5.3MM ID3.5MM WHITE SILICONE CUFFED EXTENDED LENGTH V FLANGE BEVELED TIP WIRE REINFORCED AID WEANING MAINTAIN AIRWAY PATENCY MR CONDITIONAL CE MARKED STERILE NEONATAL LATEX FREE PORTEX BIVONA FLEXTEND TTS | Silicone | EA | 1 | 150 | 195.3 | 200.56 | 206.44 | 220.5 | 11 | 18407.98 | 93 | No match
| Tubes Tracheostomy/Laryngectomy | ICU Medical Inc | 67NFP40 | TUBE TRACHEOSTOMY SIZE 4.0 L36MM OD6MM ID4MM WHITE SILICONE CUFFED EXTENDED LENGTH V FLANGE BEVELED TIP WIRE REINFORCED AID WEANING MAINTAIN AIRWAY PATENCY MR CONDITIONAL CE MARKED STERILE NEONATAL LATEX FREE PORTEX BIVONA FLEXTEND TTS | Silicone | EA | 1 | 163 | 203.7 | 206.44 | 216.76 | 220.5 | 6 | 6806.38 | 34 | No match
| Tubes Tracheostomy/Laryngectomy | ICU Medical Inc | 67PFSS25 | TUBE TRACHEOSTOMY SIZE 2.5 L38MM OD4MM ID2.5MM WHITE SILICONE CUFFED EXTENDED LENGTH STRAIGHT FLANGE BEVELED TIP WIRE REINFORCED AID WEANING MAINTAIN AIRWAY PATENCY MR CONDITIONAL CE MARKED STERILE PEDIATRIC LATEX FREE PORTEX BIVONA FLEXTEND TTS | Silicone | EA | 1 | 188.35 | 195.3 | 200.56 | 206.44 | 227.12 | 17 | 15821.92 | 79 | No match
| Tubes Tracheostomy/Laryngectomy | ICU Medical Inc | 67PFSS30 | TUBE TRACHEOSTOMY SIZE 3.0 L39MM OD4.7MM ID3MM WHITE SILICONE CUFFED EXTENDED LENGTH STRAIGHT FLANGE BEVELED TIP WIRE REINFORCED AID WEANING MAINTAIN AIRWAY PATENCY MR CONDITIONAL CE MARKED STERILE PEDIATRIC LATEX FREE PORTEX BIVONA FLEXTEND TTS | Silicone | EA | 1 | 186 | 194.07 | 196.91 | 206.44 | 231 | 56 | 208107.63 | 1049 | No match
| Tubes Tracheostomy/Laryngectomy | ICU Medical Inc | 67PFSS35 | TUBE TRACHEOSTOMY SIZE 3.5 L40MM OD5.3MM ID3.5MM WHITE SILICONE CUFFED EXTENDED LENGTH STRAIGHT FLANGE BEVELED TIP WIRE REINFORCED AID WEANING MAINTAIN AIRWAY PATENCY MR CONDITIONAL CE MARKED STERILE PEDIATRIC LATEX FREE PORTEX BIVONA FLEXTEND TTS | Silicone | BX | 1 | 195 | 195 | 195 | 195 | 195 | 1 | 780 | 4 | No match
| Tubes Tracheostomy/Laryngectomy | ICU Medical Inc | 67PFSS35 | TUBE TRACHEOSTOMY SIZE 3.5 L40MM OD5.3MM ID3.5MM WHITE SILICONE CUFFED EXTENDED LENGTH STRAIGHT FLANGE BEVELED TIP WIRE REINFORCED AID WEANING MAINTAIN AIRWAY PATENCY MR CONDITIONAL CE MARKED STERILE PEDIATRIC LATEX FREE PORTEX BIVONA FLEXTEND TTS | Silicone | EA | 1 | 186 | 195.3 | 198.58 | 206.44 | 228.82 | 76 | 613585.64 | 3107 | No match
| Tubes Tracheostomy/Laryngectomy | ICU Medical Inc | 67PFSS40 | TUBE TRACHEOSTOMY SIZE 4.0 L41MM OD6MM ID4MM WHITE SILICONE CUFFED EXTENDED LENGTH STRAIGHT FLANGE BEVELED TIP WIRE REINFORCED AID WEANING MAINTAIN AIRWAY PATENCY MR CONDITIONAL CE MARKED STERILE PEDIATRIC LATEX FREE PORTEX BIVONA FLEXTEND TTS | Silicone | EA | 1 | 186 | 195.3 | 201.28 | 206.44 | 227.12 | 73 | 461031.64 | 2338 | No match
| Tubes Tracheostomy/Laryngectomy | ICU Medical Inc | 67PFSS45 | TUBE TRACHEOSTOMY SIZE 4.5 L42MM OD6.7MM ID4.5MM WHITE SILICONE CUFFED EXTENDED LENGTH STRAIGHT FLANGE BEVELED TIP WIRE REINFORCED AID WEANING MAINTAIN AIRWAY PATENCY MR CONDITIONAL CE MARKED STERILE PEDIATRIC LATEX FREE PORTEX BIVONA FLEXTEND TTS | Silicone | EA | 1 | 186 | 195.3 | 200.56 | 206.44 | 231 | 53 | 255746.78 | 1292 | No match
| Tubes Tracheostomy/Laryngectomy | ICU Medical Inc | 67PFSS50 | TUBE TRACHEOSTOMY SIZE 5.0 L44MM OD7.3MM ID5MM WHITE SILICONE CUFFED EXTENDED LENGTH STRAIGHT FLANGE BEVELED TIP WIRE REINFORCED AID WEANING MAINTAIN AIRWAY PATENCY MR CONDITIONAL CE MARKED STERILE PEDIATRIC LATEX FREE PORTEX BIVONA FLEXTEND TTS | Silicone | EA | 1 | 186 | 195.3 | 200.56 | 206.44 | 231 | 36 | 120487.26 | 603 | No match
| Tubes Tracheostomy/Laryngectomy | ICU Medical Inc | 67PFSS55 | TUBE TRACHEOSTOMY SIZE 5.5 L46MM OD8MM ID5.5MM WHITE SILICONE CUFFED EXTENDED LENGTH STRAIGHT FLANGE BEVELED TIP WIRE REINFORCED AID WEANING MAINTAIN AIRWAY PATENCY MR CONDITIONAL CE MARKED STERILE PEDIATRIC LATEX FREE PORTEX BIVONA FLEXTEND TTS | Silicone | EA | 1 | 186 | 195.3 | 196.61 | 206.44 | 220.5 | 29 | 89758.79 | 451 | No match
| Tubes Tracheostomy/Laryngectomy | ICU Medical Inc | 67PFS25 | TUBE TRACHEOSTOMY SIZE 2.5 L38MM OD4MM ID2.5MM WHITE SILICONE CUFFED EXTENDED LENGTH V FLANGE BEVELED TIP WIRE REINFORCED AID WEANING MAINTAIN AIRWAY PATENCY MR CONDITIONAL CE MARKED STERILE PEDIATRIC LATEX FREE PORTEX BIVONA FLEXTEND TTS | Silicone | EA | 1 | 201.28 | 201.28 | 201.28 | 201.28 | 201.28 | 1 | 2012.8 | 10 | No match
| Tubes Tracheostomy/Laryngectomy | ICU Medical Inc | 67PFS30 | TUBE TRACHEOSTOMY SIZE 3.0 L39MM OD4.7MM ID3MM WHITE SILICONE CUFFED EXTENDED LENGTH V FLANGE BEVELED TIP WIRE REINFORCED AID WEANING MAINTAIN AIRWAY PATENCY MR CONDITIONAL CE MARKED STERILE PEDIATRIC LATEX FREE PORTEX BIVONA FLEXTEND TTS | Silicone | BX | 1 | 201.28 | 201.28 | 201.28 | 201.28 | 201.28 | 1 | 603.84 | 3 | No match
| Tubes Tracheostomy/Laryngectomy | ICU Medical Inc | 67PFS30 | TUBE TRACHEOSTOMY SIZE 3.0 L39MM OD4.7MM ID3MM WHITE SILICONE CUFFED EXTENDED LENGTH V FLANGE BEVELED TIP WIRE REINFORCED AID WEANING MAINTAIN AIRWAY PATENCY MR CONDITIONAL CE MARKED STERILE PEDIATRIC LATEX FREE PORTEX BIVONA FLEXTEND TTS | Silicone | EA | 1 | 176.6 | 195.36 | 200.56 | 206.44 | 233.27 | 14 | 114655.82 | 593 | No match
| Tubes Tracheostomy/Laryngectomy | ICU Medical Inc | 67PFS35 | TUBE TRACHEOSTOMY SIZE 3.5 L40MM OD5.3MM ID3.5MM WHITE SILICONE CUFFED EXTENDED LENGTH V FLANGE BEVELED TIP WIRE REINFORCED AID WEANING MAINTAIN AIRWAY PATENCY MR CONDITIONAL CE MARKED STERILE PEDIATRIC LATEX FREE PORTEX BIVONA FLEXTEND TTS | Silicone | EA | 1 | 187.3 | 196.61 | 201.28 | 211.81 | 227.12 | 18 | 110112.32 | 570 | No match
| Tubes Tracheostomy/Laryngectomy | ICU Medical Inc | 67PFS40 | TUBE TRACHEOSTOMY SIZE 4.0 L41MM OD6MM ID4MM WHITE SILICONE CUFFED EXTENDED LENGTH V FLANGE BEVELED TIP WIRE REINFORCED AID WEANING MAINTAIN AIRWAY PATENCY MR CONDITIONAL CE MARKED STERILE PEDIATRIC LATEX FREE PORTEX BIVONA FLEXTEND TTS | Silicone | EA | 1 | 195.3 | 200.56 | 206.44 | 211.81 | 237.94 | 18 | 141700.77 | 730 | No match
| Tubes Tracheostomy/Laryngectomy | ICU Medical Inc | 67PFS45 | TUBE TRACHEOSTOMY SIZE 4.5 L42MM OD6.7MM ID4.5MM WHITE SILICONE CUFFED EXTENDED LENGTH V FLANGE BEVELED TIP WIRE REINFORCED AID WEANING MAINTAIN AIRWAY PATENCY MR CONDITIONAL CE MARKED STERILE PEDIATRIC LATEX FREE PORTEX BIVONA FLEXTEND TTS | Silicone | EA | 1 | 187.3 | 195.3 | 198.08 | 206.44 | 237.94 | 9 | 159978.16 | 830 | No match
| Tubes Tracheostomy/Laryngectomy | ICU Medical Inc | 67PFS50 | TUBE TRACHEOSTOMY SIZE 5.0 L44MM OD7.3MM ID5MM WHITE SILICONE CUFFED EXTENDED LENGTH V FLANGE BEVELED TIP WIRE REINFORCED AID WEANING MAINTAIN AIRWAY PATENCY MR CONDITIONAL CE MARKED STERILE PEDIATRIC LATEX FREE PORTEX BIVONA FLEXTEND TTS | Silicone | EA | 1 | 187.3 | 195.3 | 195.3 | 227.12 | 237.94 | 6 | 107217.35 | 556 | No match
| Tubes Tracheostomy/Laryngectomy | ICU Medical Inc | 67PFS55 | TUBE TRACHEOSTOMY SIZE 5.5 L46MM OD8MM ID5.5MM WHITE SILICONE CUFFED EXTENDED LENGTH V FLANGE BEVELED TIP WIRE REINFORCED AID WEANING MAINTAIN AIRWAY PATENCY MR CONDITIONAL CE MARKED STERILE PEDIATRIC LATEX FREE PORTEX BIVONA FLEXTEND TTS | Silicone | EA | 1 | 195.3 | 195.3 | 195.3 | 206.44 | 227.12 | 6 | 151732.76 | 808 | No match
| Tubes Tracheostomy/Laryngectomy | ICU Medical Inc | 67PFPS40 | TUBE TRACHEOSTOMY SIZE 4.0 L44MM OD6MM ID4MM WHITE SILICONE CUFFED EXTENDED LENGTH STRAIGHT FLANGE BEVELED TIP WIRE REINFORCED AID WEANING MAINTAIN AIRWAY PATENCY MR CONDITIONAL CE MARKED STERILE PEDIATRIC LATEX FREE PORTEX BIVONA FLEXTEND TTS PLUS | Silicone | EA | 1 | 147.31 | 194.07 | 195.3 | 201.29 | 220.5 | 22 | 52228.51 | 260 | No match
| Tubes Tracheostomy/Laryngectomy | ICU Medical Inc | 67PFPS45 | TUBE TRACHEOSTOMY SIZE 4.5 L48MM OD6.7MM ID4.5MM WHITE SILICONE CUFFED EXTENDED LENGTH STRAIGHT FLANGE BEVELED TIP WIRE REINFORCED AID WEANING MAINTAIN AIRWAY PATENCY MR CONDITIONAL CE MARKED STERILE PEDIATRIC LATEX FREE PORTEX BIVONA FLEXTEND TTS PLUS | Silicone | BX | 1 | 206.44 | 206.44 | 206.44 | 206.44 | 206.44 | 1 | 2519.46 | 12 | No match
| Tubes Tracheostomy/Laryngectomy | ICU Medical Inc | 67PFPS45 | TUBE TRACHEOSTOMY SIZE 4.5 L48MM OD6.7MM ID4.5MM WHITE SILICONE CUFFED EXTENDED LENGTH STRAIGHT FLANGE BEVELED TIP WIRE REINFORCED AID WEANING MAINTAIN AIRWAY PATENCY MR CONDITIONAL CE MARKED STERILE PEDIATRIC LATEX FREE PORTEX BIVONA FLEXTEND TTS PLUS | Silicone | EA | 1 | 186 | 186.84 | 195.3 | 200.56 | 213.88 | 12 | 27236.91 | 136 | No match
| Tubes Tracheostomy/Laryngectomy | ICU Medical Inc | 67PFPS50 | TUBE TRACHEOSTOMY SIZE 5.0 L50MM OD7.3MM ID5MM WHITE SILICONE CUFFED EXTENDED LENGTH STRAIGHT FLANGE BEVELED TIP WIRE REINFORCED AID WEANING MAINTAIN AIRWAY PATENCY MR CONDITIONAL CE MARKED STERILE PEDIATRIC LATEX FREE PORTEX BIVONA FLEXTEND TTS PLUS | Silicone | EA | 1 | 186.3 | 195.3 | 195.3 | 206.44 | 227.12 | 16 | 34161.05 | 169 | No match
| Tubes Tracheostomy/Laryngectomy | ICU Medical Inc | 67PFPS55 | TUBE TRACHEOSTOMY SIZE 5.5 L52MM OD8MM ID5.5MM WHITE SILICONE CUFFED EXTENDED LENGTH STRAIGHT FLANGE BEVELED TIP WIRE REINFORCED AID WEANING MAINTAIN AIRWAY PATENCY MR CONDITIONAL CE MARKED STERILE PEDIATRIC LATEX FREE PORTEX BIVONA FLEXTEND TTS PLUS | Silicone | EA | 1 | 186.3 | 195.3 | 195.3 | 206.44 | 222.16 | 13 | 35131.28 | 175 | No match
| Tubes Tracheostomy/Laryngectomy | ICU Medical Inc | 67PFPS60 | TUBE TRACHEOSTOMY SIZE 6.0 L56MM OD8.7MM ID6MM WHITE SILICONE CUFFED EXTENDED LENGTH STRAIGHT FLANGE BEVELED TIP WIRE REINFORCED AID WEANING MAINTAIN AIRWAY PATENCY MR CONDITIONAL CE MARKED STERILE PEDIATRIC LATEX FREE PORTEX BIVONA FLEXTEND TTS PLUS | Silicone | EA | 1 | 186.3 | 195.3 | 198.08 | 202.02 | 227.12 | 16 | 17703.92 | 87 | No match
| Tubes Tracheostomy/Laryngectomy | ICU Medical Inc | 67PFP40 | TUBE TRACHEOSTOMY SIZE 4.0 L44MM OD6MM ID4MM WHITE SILICONE CUFFED EXTENDED LENGTH V FLANGE BEVELED TIP WIRE REINFORCED AID WEANING MAINTAIN AIRWAY PATENCY MR CONDITIONAL CE MARKED STERILE PEDIATRIC LATEX FREE PORTEX BIVONA FLEXTEND TTS PLUS | Silicone | EA | 1 | 196.61 | 196.61 | 206.44 | 206.44 | 206.44 | 3 | 2652.59 | 13 | No match
| Tubes Tracheostomy/Laryngectomy | ICU Medical Inc | 67PFP45 | TUBE TRACHEOSTOMY SIZE 4.5 L48MM OD6.7MM ID4.5MM WHITE SILICONE CUFFED EXTENDED LENGTH V FLANGE BEVELED TIP WIRE REINFORCED AID WEANING MAINTAIN AIRWAY PATENCY MR CONDITIONAL CE MARKED STERILE PEDIATRIC LATEX FREE PORTEX BIVONA FLEXTEND TTS PLUS | Silicone | EA | 1 | 196.61 | 196.61 | 206.44 | 225 | 225 | 3 | 1861.87 | 9 | No match
| Tubes Tracheostomy/Laryngectomy | ICU Medical Inc | 67PFP50 | TUBE TRACHEOSTOMY SIZE 5.0 L50MM OD7.3MM ID5MM WHITE SILICONE CUFFED EXTENDED LENGTH V FLANGE BEVELED TIP WIRE REINFORCED AID WEANING MAINTAIN AIRWAY PATENCY MR CONDITIONAL CE MARKED STERILE PEDIATRIC LATEX FREE PORTEX BIVONA FLEXTEND TTS PLUS | Silicone | EA | 1 | 195.3 | 195.3 | 195.3 | 206.44 | 206.44 | 2 | 401.74 | 2 | No match
| Tubes Tracheostomy/Laryngectomy | ICU Medical Inc | 67PFP55 | TUBE TRACHEOSTOMY SIZE 5.5 L52MM OD8MM ID5.5MM WHITE SILICONE CUFFED EXTENDED LENGTH V FLANGE BEVELED TIP WIRE REINFORCED AID WEANING MAINTAIN AIRWAY PATENCY MR CONDITIONAL CE MARKED STERILE PEDIATRIC LATEX FREE PORTEX BIVONA FLEXTEND TTS PLUS | Silicone | EA | 1 | 201.29 | 201.29 | 201.29 | 206.44 | 206.44 | 2 | 609.02 | 3 | No match
| Tubes Tracheostomy/Laryngectomy | ICU Medical Inc | 67PFP60 | TUBE TRACHEOSTOMY SIZE 6.0 L56MM OD8.7MM ID6MM WHITE SILICONE CUFFED EXTENDED LENGTH V FLANGE BEVELED TIP WIRE REINFORCED AID WEANING MAINTAIN AIRWAY PATENCY MR CONDITIONAL CE MARKED STERILE PEDIATRIC LATEX FREE PORTEX BIVONA FLEXTEND TTS PLUS | Silicone | EA | 1 | 206.44 | 206.44 | 206.44 | 206.44 | 206.44 | 2 | 2477.28 | 12 | No match
| Tubes Tracheostomy/Laryngectomy | ICU Medical Inc | 85N030 | TUBE TRACHEOSTOMY SIZE 3.0 L32MM OD4.7MM ID3MM WHITE SILICONE FOAM CUFF LOW PRESSURE SEAL CE MARKED MR CONDITIONAL STERILE NEONATAL LATEX FREE PORTEX BIVONA FOME-CUF | Silicone | EA | 6 | 194.12 | 194.12 | 194.12 | 194.12 | 194.12 | 1 | 582.36 | 3 | Alternative | 76% | Tracoe | 36330 | TUBE TRACHEOSTOMY SIZE 3.0 L32MM OD4.9MM ID3MM WHITE SILICONE DEHP FREE KINK RESISTANT EXTENDED LENGTH THERMALLY STABLE NECK STRAP RING OBTURATOR MR CONDITIONAL RADIOPAQUE VERY SOFT TUBE TIP STERILE NEONATAL LATEX FREE TRACOE Silcosoft | EA | 1 | 204 | 204 | 206 | 206 | 206 | 3 | 23840 | 116 | X | X | X | X | X |  | X |  | X | X | X | X |  |  | X | X |  | Silicone
| Tubes Tracheostomy/Laryngectomy | ICU Medical Inc | 85N030 | TUBE TRACHEOSTOMY SIZE 3.0 L32MM OD4.7MM ID3MM WHITE SILICONE FOAM CUFF LOW PRESSURE SEAL CE MARKED MR CONDITIONAL STERILE NEONATAL LATEX FREE PORTEX BIVONA FOME-CUF | Silicone | EA | 6 | 194.12 | 194.12 | 194.12 | 194.12 | 194.12 | 1 | 582.36 | 3 | Alternative | 76% | Tracoe | 36130 | TUBE TRACHEOSTOMY SIZE 3.0 L32MM OD4.9MM ID3MM WHITE SILICONE DEHP FREE CUFFLESS KINK RESISTANT EXTENDED LENGTH THERMALLY STABLE NECK STRAP RING OBTURATOR MR CONDITIONAL RADIOPAQUE VERY SOFT TUBE TIP STERILE NEONATAL LATEX FREE TRACOE Silcosoft | EA | 1 | 128.5 | 128.5 | 129 | 133 | 133 | 3 | 6701 | 52 | X | X | X | X | X |  | X |  | X | X | X | X |  |  | X | X |  | Silicone
| Tubes Tracheostomy/Laryngectomy | ICU Medical Inc | 85N030 | TUBE TRACHEOSTOMY SIZE 3.0 L32MM OD4.7MM ID3MM WHITE SILICONE FOAM CUFF LOW PRESSURE SEAL CE MARKED MR CONDITIONAL STERILE NEONATAL LATEX FREE PORTEX BIVONA FOME-CUF | Silicone | EA | 6 | 194.12 | 194.12 | 194.12 | 194.12 | 194.12 | 1 | 582.36 | 3 | Alternative | 76% | Tracoe | 36230 | TUBE TRACHEOSTOMY SIZE 3.0 L32MM OD4.9MM ID3MM WHITE SILICONE DEHP FREE WATER CUFF KINK RESISTANT THERMALLY STABLE NECK STRAP RING OBTURATOR MR CONDITIONAL RADIOPAQUE VERY SOFT TUBE TIP STERILE NEONATAL LATEX FREE TRACOE Silcosoft | EA | 1 | 183.85 | 183.85 | 183.85 | 183.85 | 183.85 | 1 | 735.4 | 4 | X | X | X | X | X |  | X |  | X | X | X | X |  |  | X | X |  | Silicone
| Tubes Tracheostomy/Laryngectomy | ICU Medical Inc | 85N030 | TUBE TRACHEOSTOMY SIZE 3.0 L32MM OD4.7MM ID3MM WHITE SILICONE FOAM CUFF LOW PRESSURE SEAL CE MARKED MR CONDITIONAL STERILE NEONATAL LATEX FREE PORTEX BIVONA FOME-CUF | Silicone | EA | 6 | 194.12 | 194.12 | 194.12 | 194.12 | 194.12 | 1 | 582.36 | 3 | Alternative | 76% | Tracoe | 36030 | TUBE TRACHEOSTOMY SIZE 3.0 L32MM OD4.9MM ID3MM WHITE SILICONE DEHP FREE CUFFLESS KINK RESISTANT THERMALLY STABLE NECK STRAP RING OBTURATOR MR CONDITIONAL RADIOPAQUE VERY SOFT TUBE TIP STERILE NEONATAL LATEX FREE TRACOE Silcosoft | EA | 1 | 63 | 63 | 63 | 63 | 63 | 1 | 1575 | 25 | X | X | X | X | X |  | X |  | X | X | X | X |  |  | X | X |  | Silicone
| Tubes Tracheostomy/Laryngectomy | ICU Medical Inc | 85P025 | TUBE TRACHEOSTOMY SIZE 2.5 L38MM OD4MM ID2.5MM WHITE SILICONE FOAM CUFF LOW PRESSURE SEAL CE MARKED INTEGRATED 15MM CONNECTOR MR CONDITIONAL STERILE PEDIATRIC LATEX FREE PORTEX BIVONA FOME-CUF | Silicone | EA | 6 | 194.12 | 194.12 | 194.12 | 194.12 | 194.12 | 1 | 1164.72 | 6 | Alternative | 83% | Medtronic Minimally Invasive | 25PCF | TUBE TRACHEOSTOMY SIZE 2.5 L39MM OD4.2MM ID2.5MM WHITE POLYVINYLCHLORIDE DEHP FREE TAPERGUARD CUFF INTEGRATED CONNECTOR TRANSPARENT FLANGE TAPE TIE RECESS PROMOTE AIRFLOW FLEXIBLE MR CONDITIONAL PEDIATRIC LATEX FREE DISPOSABLE SHILEY | EA | 1 | 45.2317 | 46.63 | 58.95 | 69.03 | 71.86 | 11 | 4681.9602 | 76 | X | X | X | X | X |  | X |  | X | X | X | X | X | X | X | X | X | PVC
| Tubes Tracheostomy/Laryngectomy | ICU Medical Inc | 85P025 | TUBE TRACHEOSTOMY SIZE 2.5 L38MM OD4MM ID2.5MM WHITE SILICONE FOAM CUFF LOW PRESSURE SEAL CE MARKED INTEGRATED 15MM CONNECTOR MR CONDITIONAL STERILE PEDIATRIC LATEX FREE PORTEX BIVONA FOME-CUF | Silicone | EA | 6 | 194.12 | 194.12 | 194.12 | 194.12 | 194.12 | 1 | 1164.72 | 6 | Alternative | 83% | Medtronic Minimally Invasive | 25PEF | TUBE TRACHEOSTOMY SIZE 2.5 L39MM OD4.2MM ID2.5MM WHITE POLYVINYLCHLORIDE DEHP FREE CUFFLESS INTEGRATED CONNECTOR TRANSPARENT FLANGE TAPE TIE RECESS PROMOTE AIRFLOW FLEXIBLE MR CONDITIONAL PEDIATRIC LATEX FREE DISPOSABLE SHILEY | EA | 1 | 39.91 | 44.8 | 45.5 | 46.43 | 46.43 | 7 | 1353.07 | 30 | X | X | X | X | X |  | X |  | X | X | X | X | X | X | X | X | X | PVC
| Tubes Tracheostomy/Laryngectomy | ICU Medical Inc | 85P035 | TUBE TRACHEOSTOMY SIZE 3.5 L40MM OD5.3MM ID3.5MM WHITE SILICONE FOAM CUFF LOW PRESSURE SEAL CE MARKED INTEGRATED 15MM CONNECTOR MR CONDITIONAL STERILE PEDIATRIC LATEX FREE PORTEX BIVONA FOME-CUF | Silicone | EA | 6 | 228.66 | 228.66 | 228.66 | 228.66 | 228.66 | 1 | 9738.3 | 43 | Alternative | 83% | Medtronic Minimally Invasive | 35PEF | TUBE TRACHEOSTOMY SIZE 3.5 L40MM OD5.4MM ID3.5MM WHITE POLYVINYLCHLORIDE DEHP FREE CUFFLESS INTEGRATED CONNECTOR TRANSPARENT FLANGE TAPE TIE RECESS PROMOTE AIRFLOW FLEXIBLE MR CONDITIONAL PEDIATRIC LATEX FREE DISPOSABLE SHILEY | EA | 1 | 39.91 | 45.5 | 45.96 | 46.43 | 55.2 | 101 | 60357.95 | 1307 | X | X | X | X | X |  | X |  | X | X | X | X | X | X | X | X | X | PVC
| Tubes Tracheostomy/Laryngectomy | ICU Medical Inc | 85P035 | TUBE TRACHEOSTOMY SIZE 3.5 L40MM OD5.3MM ID3.5MM WHITE SILICONE FOAM CUFF LOW PRESSURE SEAL CE MARKED INTEGRATED 15MM CONNECTOR MR CONDITIONAL STERILE PEDIATRIC LATEX FREE PORTEX BIVONA FOME-CUF | Silicone | EA | 6 | 228.66 | 228.66 | 228.66 | 228.66 | 228.66 | 1 | 9738.3 | 43 | Alternative | 83% | Medtronic Minimally Invasive | 35PCF | TUBE TRACHEOSTOMY SIZE 3.5 L40MM OD5.4MM ID3.5MM WHITE POLYVINYLCHLORIDE DEHP FREE TAPERGUARD CUFF INTEGRATED CONNECTOR TRANSPARENT FLANGE TAPE TIE RECESS PROMOTE AIRFLOW FLEXIBLE MR CONDITIONAL PEDIATRIC LATEX FREE DISPOSABLE SHILEY | EA | 1 | 46.63 | 58.67 | 64.98 | 67.65 | 73.84 | 31 | 17597.69 | 276 | X | X | X | X | X |  | X |  | X | X | X | X | X | X | X | X | X | PVC
| Tubes Tracheostomy/Laryngectomy | ICU Medical Inc | 85P035 | TUBE TRACHEOSTOMY SIZE 3.5 L40MM OD5.3MM ID3.5MM WHITE SILICONE FOAM CUFF LOW PRESSURE SEAL CE MARKED INTEGRATED 15MM CONNECTOR MR CONDITIONAL STERILE PEDIATRIC LATEX FREE PORTEX BIVONA FOME-CUF | Silicone | EA | 6 | 228.66 | 228.66 | 228.66 | 228.66 | 228.66 | 1 | 9738.3 | 43 | Alternative | 83% | Medtronic Minimally Invasive | 35PEF | TUBE TRACHEOSTOMY SIZE 3.5 L40MM OD5.4MM ID3.5MM WHITE POLYVINYLCHLORIDE DEHP FREE CUFFLESS INTEGRATED CONNECTOR TRANSPARENT FLANGE TAPE TIE RECESS PROMOTE AIRFLOW FLEXIBLE MR CONDITIONAL PEDIATRIC LATEX FREE DISPOSABLE SHILEY | BX |  | 29.07 | 29.07 | 45.04 | 45.04 | 46.64 | 8 | 1884.2 | 50 | X | X | X | X | X |  | X |  | X | X | X | X | X | X | X | X | X | PVC
| Tubes Tracheostomy/Laryngectomy | ICU Medical Inc | 85P035 | TUBE TRACHEOSTOMY SIZE 3.5 L40MM OD5.3MM ID3.5MM WHITE SILICONE FOAM CUFF LOW PRESSURE SEAL CE MARKED INTEGRATED 15MM CONNECTOR MR CONDITIONAL STERILE PEDIATRIC LATEX FREE PORTEX BIVONA FOME-CUF | Silicone | EA | 6 | 228.66 | 228.66 | 228.66 | 228.66 | 228.66 | 1 | 9738.3 | 43 | Alternative | 83% | Medtronic Minimally Invasive | 35PEF | TUBE TRACHEOSTOMY SIZE 3.5 L40MM OD5.4MM ID3.5MM WHITE POLYVINYLCHLORIDE DEHP FREE CUFFLESS INTEGRATED CONNECTOR TRANSPARENT FLANGE TAPE TIE RECESS PROMOTE AIRFLOW FLEXIBLE MR CONDITIONAL PEDIATRIC LATEX FREE DISPOSABLE SHILEY | CS |  | 31.85 | 31.85 | 31.85 | 31.85 | 31.85 | 1 | 445.9 | 14 | X | X | X | X | X |  | X |  | X | X | X | X | X | X | X | X | X | PVC
| Tubes Tracheostomy/Laryngectomy | ICU Medical Inc | 85P035 | TUBE TRACHEOSTOMY SIZE 3.5 L40MM OD5.3MM ID3.5MM WHITE SILICONE FOAM CUFF LOW PRESSURE SEAL CE MARKED INTEGRATED 15MM CONNECTOR MR CONDITIONAL STERILE PEDIATRIC LATEX FREE PORTEX BIVONA FOME-CUF | Silicone | EA | 6 | 228.66 | 228.66 | 228.66 | 228.66 | 228.66 | 1 | 9738.3 | 43 | Alternative | 83% | Medtronic Minimally Invasive | 35PCF | TUBE TRACHEOSTOMY SIZE 3.5 L40MM OD5.4MM ID3.5MM WHITE POLYVINYLCHLORIDE DEHP FREE TAPERGUARD CUFF INTEGRATED CONNECTOR TRANSPARENT FLANGE TAPE TIE RECESS PROMOTE AIRFLOW FLEXIBLE MR CONDITIONAL PEDIATRIC LATEX FREE DISPOSABLE SHILEY | BX |  | 56.81 | 56.81 | 56.81 | 56.81 | 56.81 | 1 | 340.86 | 6 | X | X | X | X | X |  | X |  | X | X | X | X | X | X | X | X | X | PVC
| Tubes Tracheostomy/Laryngectomy | ICU Medical Inc | 85P035 | TUBE TRACHEOSTOMY SIZE 3.5 L40MM OD5.3MM ID3.5MM WHITE SILICONE FOAM CUFF LOW PRESSURE SEAL CE MARKED INTEGRATED 15MM CONNECTOR MR CONDITIONAL STERILE PEDIATRIC LATEX FREE PORTEX BIVONA FOME-CUF | Silicone | EA | 6 | 228.66 | 228.66 | 228.66 | 228.66 | 228.66 | 1 | 9738.3 | 43 | Alternative | 83% | Medtronic Minimally Invasive | 35PEFP | TUBE TRACHEOSTOMY SIZE 3.5 L40MM OD5.4MM ID3.5MM WHITE POLYVINYLCHLORIDE DEHP FREE CUFFLESS INTEGRATED CONNECTOR TRANSPARENT FLANGE TAPE TIE RECESS PROMOTE AIRFLOW FLEXIBLE MR CONDITIONAL PEDIATRIC LATEX FREE DISPOSABLE SHILEY | [10 empty] | X | X | X | X | X |  | X |  | X | X | X | X | X | X | X | X | X | PVC
| Tubes Tracheostomy/Laryngectomy | ICU Medical Inc | 85P035 | TUBE TRACHEOSTOMY SIZE 3.5 L40MM OD5.3MM ID3.5MM WHITE SILICONE FOAM CUFF LOW PRESSURE SEAL CE MARKED INTEGRATED 15MM CONNECTOR MR CONDITIONAL STERILE PEDIATRIC LATEX FREE PORTEX BIVONA FOME-CUF | Silicone | EA | 6 | 228.66 | 228.66 | 228.66 | 228.66 | 228.66 | 1 | 9738.3 | 43 | Alternative | 76% | Tracoe | 37335 | TUBE TRACHEOSTOMY SIZE 3.5 L40MM OD5.4MM ID3.5MM WHITE SILICONE DEHP FREE KINK RESISTANT EXTENDED LENGTH THERMALLY STABLE NECK STRAP RING OBTURATOR MR CONDITIONAL RADIOPAQUE VERY SOFT TUBE TIP STERILE PEDIATRIC LATEX FREE TRACOE Silcosoft | EA | 1 | 200 | 204 | 206 | 212 | 212 | 6 | 87750 | 428 | X | X | X | X | X |  | X |  | X | X | X | X |  |  | X | X |  | Silicone
| Tubes Tracheostomy/Laryngectomy | ICU Medical Inc | 85P035 | TUBE TRACHEOSTOMY SIZE 3.5 L40MM OD5.3MM ID3.5MM WHITE SILICONE FOAM CUFF LOW PRESSURE SEAL CE MARKED INTEGRATED 15MM CONNECTOR MR CONDITIONAL STERILE PEDIATRIC LATEX FREE PORTEX BIVONA FOME-CUF | Silicone | EA | 6 | 228.66 | 228.66 | 228.66 | 228.66 | 228.66 | 1 | 9738.3 | 43 | Alternative | 76% | Tracoe | 37035 | TUBE TRACHEOSTOMY SIZE 3.5 L40MM OD5.4MM ID3.5MM WHITE SILICONE DEHP FREE CUFFLESS KINK RESISTANT THERMALLY STABLE NECK STRAP RING OBTURATOR MR CONDITIONAL RADIOPAQUE VERY SOFT TUBE TIP STERILE PEDIATRIC LATEX FREE TRACOE Silcosoft | EA | 1 | 63 | 63 | 63 | 68 | 68 | 3 | 3185 | 50 | X | X | X | X | X |  | X |  | X | X | X | X |  |  | X | X |  | Silicone
| Tubes Tracheostomy/Laryngectomy | ICU Medical Inc | 85P035 | TUBE TRACHEOSTOMY SIZE 3.5 L40MM OD5.3MM ID3.5MM WHITE SILICONE FOAM CUFF LOW PRESSURE SEAL CE MARKED INTEGRATED 15MM CONNECTOR MR CONDITIONAL STERILE PEDIATRIC LATEX FREE PORTEX BIVONA FOME-CUF | Silicone | EA | 6 | 228.66 | 228.66 | 228.66 | 228.66 | 228.66 | 1 | 9738.3 | 43 | Alternative | 76% | Tracoe | 37135 | TUBE TRACHEOSTOMY SIZE 3.5 L40MM OD5.4MM ID3.5MM WHITE SILICONE DEHP FREE CUFFLESS KINK RESISTANT EXTENDED LENGTH THERMALLY STABLE NECK STRAP RING OBTURATOR MR CONDITIONAL RADIOPAQUE VERY SOFT TUBE TIP STERILE PEDIATRIC LATEX FREE TRACOE Silcosoft | EA | 1 | 91 | 91 | 91 | 91 | 91 | 2 | 12285 | 135 | X | X | X | X | X |  | X |  | X | X | X | X |  |  | X | X |  | Silicone
| Tubes Tracheostomy/Laryngectomy | ICU Medical Inc | 85P035 | TUBE TRACHEOSTOMY SIZE 3.5 L40MM OD5.3MM ID3.5MM WHITE SILICONE FOAM CUFF LOW PRESSURE SEAL CE MARKED INTEGRATED 15MM CONNECTOR MR CONDITIONAL STERILE PEDIATRIC LATEX FREE PORTEX BIVONA FOME-CUF | Silicone | EA | 6 | 228.66 | 228.66 | 228.66 | 228.66 | 228.66 | 1 | 9738.3 | 43 | Alternative | 76% | Tracoe | 37235 | TUBE TRACHEOSTOMY SIZE 3.5 L40MM OD5.4MM ID3.5MM WHITE SILICONE DEHP FREE WATER CUFF KINK RESISTANT THERMALLY STABLE NECK STRAP RING OBTURATOR MR CONDITIONAL RADIOPAQUE VERY SOFT TUBE TIP STERILE PEDIATRIC LATEX FREE TRACOE Silcosoft | EA | 1 | 183 | 183 | 183 | 194 | 194 | 2 | 10468 | 56 | X | X | X | X | X |  | X |  | X | X | X | X |  |  | X | X |  | Silicone
| Tubes Tracheostomy/Laryngectomy | ICU Medical Inc | 85P040 | TUBE TRACHEOSTOMY SIZE 4.0 L41MM OD6MM ID4MM WHITE SILICONE FOAM CUFF LOW PRESSURE SEAL CE MARKED INTEGRATED 15MM CONNECTOR MR CONDITIONAL STERILE PEDIATRIC LATEX FREE PORTEX BIVONA FOME-CUF | Silicone | EA | 6 | 186.27 | 186.27 | 199.13 | 228.66 | 228.66 | 3 | 11604.95 | 52 | Alternative | 83% | Medtronic Minimally Invasive | 40PEF | TUBE TRACHEOSTOMY SIZE 4.0 L41MM OD6MM ID4MM WHITE POLYVINYLCHLORIDE DEHP FREE CUFFLESS INTEGRATED CONNECTOR TRANSPARENT FLANGE TAPE TIE RECESS PROMOTE AIRFLOW FLEXIBLE MR CONDITIONAL PEDIATRIC LATEX FREE DISPOSABLE SHILEY | EA | 1 | 36.39 | 44.8 | 45.5 | 46.43 | 55.2 | 114 | 67766.96 | 1465 | X | X | X | X | X |  | X |  | X | X | X | X | X | X | X | X | X | PVC
| Tubes Tracheostomy/Laryngectomy | ICU Medical Inc | 85P040 | TUBE TRACHEOSTOMY SIZE 4.0 L41MM OD6MM ID4MM WHITE SILICONE FOAM CUFF LOW PRESSURE SEAL CE MARKED INTEGRATED 15MM CONNECTOR MR CONDITIONAL STERILE PEDIATRIC LATEX FREE PORTEX BIVONA FOME-CUF | Silicone | EA | 6 | 186.27 | 186.27 | 199.13 | 228.66 | 228.66 | 3 | 11604.95 | 52 | Alternative | 83% | Medtronic Minimally Invasive | 40PCF | TUBE TRACHEOSTOMY SIZE 4.0 L41MM OD6MM ID4MM WHITE POLYVINYLCHLORIDE DEHP FREE TAPERGUARD CUFF INTEGRATED CONNECTOR TRANSPARENT FLANGE TAPE TIE RECESS PROMOTE AIRFLOW FLEXIBLE MR CONDITIONAL PEDIATRIC LATEX FREE DISPOSABLE SHILEY | EA | 1 | 45.5 | 58.67 | 60.43 | 65 | 73.84 | 61 | 31732.5998 | 514 | X | X | X | X | X |  | X |  | X | X | X | X | X | X | X | X | X | PVC
| Tubes Tracheostomy/Laryngectomy | ICU Medical Inc | 85P040 | TUBE TRACHEOSTOMY SIZE 4.0 L41MM OD6MM ID4MM WHITE SILICONE FOAM CUFF LOW PRESSURE SEAL CE MARKED INTEGRATED 15MM CONNECTOR MR CONDITIONAL STERILE PEDIATRIC LATEX FREE PORTEX BIVONA FOME-CUF | Silicone | EA | 6 | 186.27 | 186.27 | 199.13 | 228.66 | 228.66 | 3 | 11604.95 | 52 | Alternative | 83% | Medtronic Minimally Invasive | 40PEF | TUBE TRACHEOSTOMY SIZE 4.0 L41MM OD6MM ID4MM WHITE POLYVINYLCHLORIDE DEHP FREE CUFFLESS INTEGRATED CONNECTOR TRANSPARENT FLANGE TAPE TIE RECESS PROMOTE AIRFLOW FLEXIBLE MR CONDITIONAL PEDIATRIC LATEX FREE DISPOSABLE SHILEY | BX |  | 40.31 | 42.77 | 45.04 | 45.5 | 46.43 | 8 | 2508.61 | 57 | X | X | X | X | X |  | X |  | X | X | X | X | X | X | X | X | X | PVC
| Tubes Tracheostomy/Laryngectomy | ICU Medical Inc | 85P040 | TUBE TRACHEOSTOMY SIZE 4.0 L41MM OD6MM ID4MM WHITE SILICONE FOAM CUFF LOW PRESSURE SEAL CE MARKED INTEGRATED 15MM CONNECTOR MR CONDITIONAL STERILE PEDIATRIC LATEX FREE PORTEX BIVONA FOME-CUF | Silicone | EA | 6 | 186.27 | 186.27 | 199.13 | 228.66 | 228.66 | 3 | 11604.95 | 52 | Alternative | 83% | Medtronic Minimally Invasive | 40PCF | TUBE TRACHEOSTOMY SIZE 4.0 L41MM OD6MM ID4MM WHITE POLYVINYLCHLORIDE DEHP FREE TAPERGUARD CUFF INTEGRATED CONNECTOR TRANSPARENT FLANGE TAPE TIE RECESS PROMOTE AIRFLOW FLEXIBLE MR CONDITIONAL PEDIATRIC LATEX FREE DISPOSABLE SHILEY | BX |  | 39.02 | 39.02 | 39.02 | 65 | 65 | 2 | 273.04 | 5 | X | X | X | X | X |  | X |  | X | X | X | X | X | X | X | X | X | PVC
| Tubes Tracheostomy/Laryngectomy | ICU Medical Inc | 85P040 | TUBE TRACHEOSTOMY SIZE 4.0 L41MM OD6MM ID4MM WHITE SILICONE FOAM CUFF LOW PRESSURE SEAL CE MARKED INTEGRATED 15MM CONNECTOR MR CONDITIONAL STERILE PEDIATRIC LATEX FREE PORTEX BIVONA FOME-CUF | Silicone | EA | 6 | 186.27 | 186.27 | 199.13 | 228.66 | 228.66 | 3 | 11604.95 | 52 | Alternative | 83% | Medtronic Minimally Invasive | 40PCF | TUBE TRACHEOSTOMY SIZE 4.0 L41MM OD6MM ID4MM WHITE POLYVINYLCHLORIDE DEHP FREE TAPERGUARD CUFF INTEGRATED CONNECTOR TRANSPARENT FLANGE TAPE TIE RECESS PROMOTE AIRFLOW FLEXIBLE MR CONDITIONAL PEDIATRIC LATEX FREE DISPOSABLE SHILEY | PK |  | 69.1 | 69.1 | 69.1 | 69.1 | 69.1 | 1 | 276.4 | 4 | X | X | X | X | X |  | X |  | X | X | X | X | X | X | X | X | X | PVC
| Tubes Tracheostomy/Laryngectomy | ICU Medical Inc | 85P040 | TUBE TRACHEOSTOMY SIZE 4.0 L41MM OD6MM ID4MM WHITE SILICONE FOAM CUFF LOW PRESSURE SEAL CE MARKED INTEGRATED 15MM CONNECTOR MR CONDITIONAL STERILE PEDIATRIC LATEX FREE PORTEX BIVONA FOME-CUF | Silicone | EA | 6 | 186.27 | 186.27 | 199.13 | 228.66 | 228.66 | 3 | 11604.95 | 52 | Alternative | 83% | Medtronic Minimally Invasive | 40PEF | TUBE TRACHEOSTOMY SIZE 4.0 L41MM OD6MM ID4MM WHITE POLYVINYLCHLORIDE DEHP FREE CUFFLESS INTEGRATED CONNECTOR TRANSPARENT FLANGE TAPE TIE RECESS PROMOTE AIRFLOW FLEXIBLE MR CONDITIONAL PEDIATRIC LATEX FREE DISPOSABLE SHILEY | CS |  | 45.5 | 45.5 | 45.5 | 45.5 | 45.5 | 1 | 91 | 2 | X | X | X | X | X |  | X |  | X | X | X | X | X | X | X | X | X | PVC
| Tubes Tracheostomy/Laryngectomy | ICU Medical Inc | 85P040 | TUBE TRACHEOSTOMY SIZE 4.0 L41MM OD6MM ID4MM WHITE SILICONE FOAM CUFF LOW PRESSURE SEAL CE MARKED INTEGRATED 15MM CONNECTOR MR CONDITIONAL STERILE PEDIATRIC LATEX FREE PORTEX BIVONA FOME-CUF | Silicone | EA | 6 | 186.27 | 186.27 | 199.13 | 228.66 | 228.66 | 3 | 11604.95 | 52 | Alternative | 83% | Medtronic Minimally Invasive | 40PEFP | TUBE TRACHEOSTOMY SIZE 4.0 L41MM OD6MM ID4MM WHITE POLYVINYLCHLORIDE DEHP FREE CUFFLESS INTEGRATED CONNECTOR TRANSPARENT FLANGE TAPE TIE RECESS PROMOTE AIRFLOW FLEXIBLE MR CONDITIONAL PEDIATRIC LATEX FREE DISPOSABLE SHILEY | [10 empty] | X | X | X | X | X |  | X |  | X | X | X | X | X | X | X | X | X | PVC
| Tubes Tracheostomy/Laryngectomy | ICU Medical Inc | 85P040 | TUBE TRACHEOSTOMY SIZE 4.0 L41MM OD6MM ID4MM WHITE SILICONE FOAM CUFF LOW PRESSURE SEAL CE MARKED INTEGRATED 15MM CONNECTOR MR CONDITIONAL STERILE PEDIATRIC LATEX FREE PORTEX BIVONA FOME-CUF | Silicone | EA | 6 | 186.27 | 186.27 | 199.13 | 228.66 | 228.66 | 3 | 11604.95 | 52 | Alternative | 76% | Tracoe | 37340 | TUBE TRACHEOSTOMY SIZE 4.0 L41MM OD6MM ID4MM WHITE SILICONE DEHP FREE KINK RESISTANT EXTENDED LENGTH THERMALLY STABLE NECK STRAP RING OBTURATOR MR CONDITIONAL RADIOPAQUE VERY SOFT TUBE TIP STERILE PEDIATRIC LATEX FREE TRACOE Silcosoft | EA | 1 | 204 | 206 | 206 | 212 | 212 | 5 | 35780 | 174 | X | X | X | X | X |  | X |  | X | X | X | X |  |  | X | X |  | Silicone
| Tubes Tracheostomy/Laryngectomy | ICU Medical Inc | 85P040 | TUBE TRACHEOSTOMY SIZE 4.0 L41MM OD6MM ID4MM WHITE SILICONE FOAM CUFF LOW PRESSURE SEAL CE MARKED INTEGRATED 15MM CONNECTOR MR CONDITIONAL STERILE PEDIATRIC LATEX FREE PORTEX BIVONA FOME-CUF | Silicone | EA | 6 | 186.27 | 186.27 | 199.13 | 228.66 | 228.66 | 3 | 11604.95 | 52 | Alternative | 76% | Tracoe | 37040 | TUBE TRACHEOSTOMY SIZE 4.0 L41MM OD6MM ID4MM WHITE SILICONE DEHP FREE CUFFLESS KINK RESISTANT THERMALLY STABLE NECK STRAP RING OBTURATOR MR CONDITIONAL RADIOPAQUE VERY SOFT TUBE TIP STERILE PEDIATRIC LATEX FREE TRACOE Silcosoft | EA | 1 | 63 | 63 | 63 | 68 | 68 | 4 | 3661 | 57 | X | X | X | X | X |  | X |  | X | X | X | X |  |  | X | X |  | Silicone
| Tubes Tracheostomy/Laryngectomy | ICU Medical Inc | 85P040 | TUBE TRACHEOSTOMY SIZE 4.0 L41MM OD6MM ID4MM WHITE SILICONE FOAM CUFF LOW PRESSURE SEAL CE MARKED INTEGRATED 15MM CONNECTOR MR CONDITIONAL STERILE PEDIATRIC LATEX FREE PORTEX BIVONA FOME-CUF | Silicone | EA | 6 | 186.27 | 186.27 | 199.13 | 228.66 | 228.66 | 3 | 11604.95 | 52 | Alternative | 76% | Tracoe | 37140 | TUBE TRACHEOSTOMY SIZE 4.0 L41MM OD6MM ID4MM WHITE SILICONE DEHP FREE CUFFLESS KINK RESISTANT EXTENDED LENGTH THERMALLY STABLE NECK STRAP RING OBTURATOR MR CONDITIONAL RADIOPAQUE VERY SOFT TUBE TIP STERILE PEDIATRIC LATEX FREE TRACOE Silcosoft | EA | 1 | 68 | 68 | 91 | 91 | 91 | 3 | 5686 | 64 | X | X | X | X | X |  | X |  | X | X | X | X |  |  | X | X |  | Silicone
| Tubes Tracheostomy/Laryngectomy | ICU Medical Inc | 85P040 | TUBE TRACHEOSTOMY SIZE 4.0 L41MM OD6MM ID4MM WHITE SILICONE FOAM CUFF LOW PRESSURE SEAL CE MARKED INTEGRATED 15MM CONNECTOR MR CONDITIONAL STERILE PEDIATRIC LATEX FREE PORTEX BIVONA FOME-CUF | Silicone | EA | 6 | 186.27 | 186.27 | 199.13 | 228.66 | 228.66 | 3 | 11604.95 | 52 | Alternative | 76% | Tracoe | 37240 | TUBE TRACHEOSTOMY SIZE 4.0 L41MM OD6MM ID4MM WHITE SILICONE DEHP FREE WATER CUFF KINK RESISTANT THERMALLY STABLE NECK STRAP RING OBTURATOR MR CONDITIONAL RADIOPAQUE VERY SOFT TUBE TIP STERILE PEDIATRIC LATEX FREE TRACOE Silcosoft | EA | 1 | 183 | 183 | 183 | 194 | 194 | 2 | 6460 | 35 | X | X | X | X | X |  | X |  | X | X | X | X |  |  | X | X |  | Silicone
| Tubes Tracheostomy/Laryngectomy | ICU Medical Inc | 85P045 | TUBE TRACHEOSTOMY SIZE 4.5 L42MM OD6.7MM ID4.5MM WHITE SILICONE FOAM CUFF LOW PRESSURE SEAL CE MARKED INTEGRATED 15MM CONNECTOR MR CONDITIONAL STERILE PEDIATRIC LATEX FREE PORTEX BIVONA FOME-CUF | Silicone | EA | 6 | 224.18 | 224.18 | 224.18 | 224.18 | 224.18 | 1 | 5380.32 | 24 | Alternative | 83% | Medtronic Minimally Invasive | 45PEF | TUBE TRACHEOSTOMY SIZE 4.5 L42MM OD6.7MM ID4.5MM WHITE POLYVINYLCHLORIDE DEHP FREE CUFFLESS INTEGRATED CONNECTOR TRANSPARENT FLANGE TAPE TIE RECESS PROMOTE AIRFLOW FLEXIBLE MR CONDITIONAL PEDIATRIC LATEX FREE DISPOSABLE SHILEY | EA | 1 | 39.91 | 45.5 | 45.95 | 46.43 | 53.62 | 91 | 43970.54 | 945 | X | X | X | X | X |  | X |  | X | X | X | X | X | X | X | X | X | PVC
| Tubes Tracheostomy/Laryngectomy | ICU Medical Inc | 85P045 | TUBE TRACHEOSTOMY SIZE 4.5 L42MM OD6.7MM ID4.5MM WHITE SILICONE FOAM CUFF LOW PRESSURE SEAL CE MARKED INTEGRATED 15MM CONNECTOR MR CONDITIONAL STERILE PEDIATRIC LATEX FREE PORTEX BIVONA FOME-CUF | Silicone | EA | 6 | 224.18 | 224.18 | 224.18 | 224.18 | 224.18 | 1 | 5380.32 | 24 | Alternative | 83% | Medtronic Minimally Invasive | 45PCF | TUBE TRACHEOSTOMY SIZE 4.5 L42MM OD6.7MM ID4.5MM WHITE POLYVINYLCHLORIDE DEHP FREE TAPERGUARD CUFF INTEGRATED CONNECTOR TRANSPARENT FLANGE TAPE TIE RECESS PROMOTE AIRFLOW FLEXIBLE MR CONDITIONAL PEDIATRIC LATEX FREE DISPOSABLE SHILEY | EA | 1 | 45.5 | 58.67 | 60.87 | 65 | 72.12 | 51 | 32840.0198 | 521 | X | X | X | X | X |  | X |  | X | X | X | X | X | X | X | X | X | PVC
| Tubes Tracheostomy/Laryngectomy | ICU Medical Inc | 85P045 | TUBE TRACHEOSTOMY SIZE 4.5 L42MM OD6.7MM ID4.5MM WHITE SILICONE FOAM CUFF LOW PRESSURE SEAL CE MARKED INTEGRATED 15MM CONNECTOR MR CONDITIONAL STERILE PEDIATRIC LATEX FREE PORTEX BIVONA FOME-CUF | Silicone | EA | 6 | 224.18 | 224.18 | 224.18 | 224.18 | 224.18 | 1 | 5380.32 | 24 | Alternative | 83% | Medtronic Minimally Invasive | 45PEF | TUBE TRACHEOSTOMY SIZE 4.5 L42MM OD6.7MM ID4.5MM WHITE POLYVINYLCHLORIDE DEHP FREE CUFFLESS INTEGRATED CONNECTOR TRANSPARENT FLANGE TAPE TIE RECESS PROMOTE AIRFLOW FLEXIBLE MR CONDITIONAL PEDIATRIC LATEX FREE DISPOSABLE SHILEY | BX |  | 45.84 | 46.43 | 46.43 | 46.43 | 49.6 | 5 | 10117.24 | 218 | X | X | X | X | X |  | X |  | X | X | X | X | X | X | X | X | X | PVC
| Tubes Tracheostomy/Laryngectomy | ICU Medical Inc | 85P045 | TUBE TRACHEOSTOMY SIZE 4.5 L42MM OD6.7MM ID4.5MM WHITE SILICONE FOAM CUFF LOW PRESSURE SEAL CE MARKED INTEGRATED 15MM CONNECTOR MR CONDITIONAL STERILE PEDIATRIC LATEX FREE PORTEX BIVONA FOME-CUF | Silicone | EA | 6 | 224.18 | 224.18 | 224.18 | 224.18 | 224.18 | 1 | 5380.32 | 24 | Alternative | 83% | Medtronic Minimally Invasive | 45PCF | TUBE TRACHEOSTOMY SIZE 4.5 L42MM OD6.7MM ID4.5MM WHITE POLYVINYLCHLORIDE DEHP FREE TAPERGUARD CUFF INTEGRATED CONNECTOR TRANSPARENT FLANGE TAPE TIE RECESS PROMOTE AIRFLOW FLEXIBLE MR CONDITIONAL PEDIATRIC LATEX FREE DISPOSABLE SHILEY | BX |  | 39.02 | 39.02 | 58.93 | 59.11 | 65 | 4 | 2819.26 | 44 | X | X | X | X | X |  | X |  | X | X | X | X | X | X | X | X | X | PVC
| Tubes Tracheostomy/Laryngectomy | ICU Medical Inc | 85P045 | TUBE TRACHEOSTOMY SIZE 4.5 L42MM OD6.7MM ID4.5MM WHITE SILICONE FOAM CUFF LOW PRESSURE SEAL CE MARKED INTEGRATED 15MM CONNECTOR MR CONDITIONAL STERILE PEDIATRIC LATEX FREE PORTEX BIVONA FOME-CUF | Silicone | EA | 6 | 224.18 | 224.18 | 224.18 | 224.18 | 224.18 | 1 | 5380.32 | 24 | Alternative | 83% | Medtronic Minimally Invasive | 45PEF | TUBE TRACHEOSTOMY SIZE 4.5 L42MM OD6.7MM ID4.5MM WHITE POLYVINYLCHLORIDE DEHP FREE CUFFLESS INTEGRATED CONNECTOR TRANSPARENT FLANGE TAPE TIE RECESS PROMOTE AIRFLOW FLEXIBLE MR CONDITIONAL PEDIATRIC LATEX FREE DISPOSABLE SHILEY | PK |  | 46.43 | 46.43 | 46.43 | 46.43 | 46.43 | 2 | 185.72 | 4 | X | X | X | X | X |  | X |  | X | X | X | X | X | X | X | X | X | PVC
| Tubes Tracheostomy/Laryngectomy | ICU Medical Inc | 85P045 | TUBE TRACHEOSTOMY SIZE 4.5 L42MM OD6.7MM ID4.5MM WHITE SILICONE FOAM CUFF LOW PRESSURE SEAL CE MARKED INTEGRATED 15MM CONNECTOR MR CONDITIONAL STERILE PEDIATRIC LATEX FREE PORTEX BIVONA FOME-CUF | Silicone | EA | 6 | 224.18 | 224.18 | 224.18 | 224.18 | 224.18 | 1 | 5380.32 | 24 | Alternative | 83% | Medtronic Minimally Invasive | 45PCF | TUBE TRACHEOSTOMY SIZE 4.5 L42MM OD6.7MM ID4.5MM WHITE POLYVINYLCHLORIDE DEHP FREE TAPERGUARD CUFF INTEGRATED CONNECTOR TRANSPARENT FLANGE TAPE TIE RECESS PROMOTE AIRFLOW FLEXIBLE MR CONDITIONAL PEDIATRIC LATEX FREE DISPOSABLE SHILEY | PK |  | 69.1 | 69.1 | 69.1 | 69.1 | 69.1 | 1 | 69.1 | 1 | X | X | X | X | X |  | X |  | X | X | X | X | X | X | X | X | X | PVC
| Tubes Tracheostomy/Laryngectomy | ICU Medical Inc | 85P045 | TUBE TRACHEOSTOMY SIZE 4.5 L42MM OD6.7MM ID4.5MM WHITE SILICONE FOAM CUFF LOW PRESSURE SEAL CE MARKED INTEGRATED 15MM CONNECTOR MR CONDITIONAL STERILE PEDIATRIC LATEX FREE PORTEX BIVONA FOME-CUF | Silicone | EA | 6 | 224.18 | 224.18 | 224.18 | 224.18 | 224.18 | 1 | 5380.32 | 24 | Alternative | 83% | Medtronic Minimally Invasive | 45PEFP | TUBE TRACHEOSTOMY SIZE 4.5 L42MM OD6.7MM ID4.5MM WHITE POLYVINYLCHLORIDE DEHP FREE CUFFLESS INTEGRATED CONNECTOR TRANSPARENT FLANGE TAPE TIE RECESS PROMOTE AIRFLOW FLEXIBLE MR CONDITIONAL PEDIATRIC LATEX FREE DISPOSABLE SHILEY | [10 empty] | X | X | X | X | X |  | X |  | X | X | X | X | X | X | X | X | X | PVC
| Tubes Tracheostomy/Laryngectomy | ICU Medical Inc | 85P045 | TUBE TRACHEOSTOMY SIZE 4.5 L42MM OD6.7MM ID4.5MM WHITE SILICONE FOAM CUFF LOW PRESSURE SEAL CE MARKED INTEGRATED 15MM CONNECTOR MR CONDITIONAL STERILE PEDIATRIC LATEX FREE PORTEX BIVONA FOME-CUF | Silicone | EA | 6 | 224.18 | 224.18 | 224.18 | 224.18 | 224.18 | 1 | 5380.32 | 24 | Alternative | 76% | Tracoe | 37145 | TUBE TRACHEOSTOMY SIZE 4.5 L42MM OD6.6MM ID4.5MM WHITE SILICONE DEHP FREE CUFFLESS KINK RESISTANT EXTENDED LENGTH THERMALLY STABLE NECK STRAP RING OBTURATOR MR CONDITIONAL RADIOPAQUE VERY SOFT TUBE TIP STERILE PEDIATRIC LATEX FREE TRACOE Silcosoft | EA | 1 | 68 | 68 | 91 | 91 | 91 | 3 | 4503 | 51 | X | X | X | X | X |  | X |  | X | X | X | X |  |  | X | X |  | Silicone
| Tubes Tracheostomy/Laryngectomy | ICU Medical Inc | 85P045 | TUBE TRACHEOSTOMY SIZE 4.5 L42MM OD6.7MM ID4.5MM WHITE SILICONE FOAM CUFF LOW PRESSURE SEAL CE MARKED INTEGRATED 15MM CONNECTOR MR CONDITIONAL STERILE PEDIATRIC LATEX FREE PORTEX BIVONA FOME-CUF | Silicone | EA | 6 | 224.18 | 224.18 | 224.18 | 224.18 | 224.18 | 1 | 5380.32 | 24 | Alternative | 76% | Tracoe | 37245 | TUBE TRACHEOSTOMY SIZE 4.5 L42MM OD6.6MM ID4.5MM WHITE SILICONE DEHP FREE WATER CUFF KINK RESISTANT THERMALLY STABLE NECK STRAP RING OBTURATOR MR CONDITIONAL RADIOPAQUE VERY SOFT TUBE TIP STERILE PEDIATRIC LATEX FREE TRACOE Silcosoft | EA | 1 | 183.85 | 183.85 | 194 | 194 | 194 | 3 | 3573.1 | 18 | X | X | X | X | X |  | X |  | X | X | X | X |  |  | X | X |  | Silicone
| Tubes Tracheostomy/Laryngectomy | ICU Medical Inc | 85P045 | TUBE TRACHEOSTOMY SIZE 4.5 L42MM OD6.7MM ID4.5MM WHITE SILICONE FOAM CUFF LOW PRESSURE SEAL CE MARKED INTEGRATED 15MM CONNECTOR MR CONDITIONAL STERILE PEDIATRIC LATEX FREE PORTEX BIVONA FOME-CUF | Silicone | EA | 6 | 224.18 | 224.18 | 224.18 | 224.18 | 224.18 | 1 | 5380.32 | 24 | Alternative | 76% | Tracoe | 37345 | TUBE TRACHEOSTOMY SIZE 4.5 L42MM OD6.6MM ID4.5MM WHITE SILICONE DEHP FREE KINK RESISTANT EXTENDED LENGTH THERMALLY STABLE NECK STRAP RING OBTURATOR MR CONDITIONAL RADIOPAQUE VERY SOFT TUBE TIP STERILE PEDIATRIC LATEX FREE TRACOE Silcosoft | EA | 1 | 204 | 204 | 206 | 206 | 206 | 3 | 21572 | 105 | X | X | X | X | X |  | X |  | X | X | X | X |  |  | X | X |  | Silicone
| Tubes Tracheostomy/Laryngectomy | ICU Medical Inc | 85P045 | TUBE TRACHEOSTOMY SIZE 4.5 L42MM OD6.7MM ID4.5MM WHITE SILICONE FOAM CUFF LOW PRESSURE SEAL CE MARKED INTEGRATED 15MM CONNECTOR MR CONDITIONAL STERILE PEDIATRIC LATEX FREE PORTEX BIVONA FOME-CUF | Silicone | EA | 6 | 224.18 | 224.18 | 224.18 | 224.18 | 224.18 | 1 | 5380.32 | 24 | Alternative | 76% | Tracoe | 37045 | TUBE TRACHEOSTOMY SIZE 4.5 L42MM OD6.6MM ID4.5MM WHITE SILICONE DEHP FREE CUFFLESS KINK RESISTANT THERMALLY STABLE NECK STRAP RING OBTURATOR MR CONDITIONAL RADIOPAQUE VERY SOFT TUBE TIP STERILE PEDIATRIC LATEX FREE TRACOE Silcosoft | EA | 1 | 63 | 63 | 63 | 68 | 68 | 2 | 1348 | 21 | X | X | X | X | X |  | X |  | X | X | X | X |  |  | X | X |  | Silicone
| Tubes Tracheostomy/Laryngectomy | ICU Medical Inc | 85P045 | TUBE TRACHEOSTOMY SIZE 4.5 L42MM OD6.7MM ID4.5MM WHITE SILICONE FOAM CUFF LOW PRESSURE SEAL CE MARKED INTEGRATED 15MM CONNECTOR MR CONDITIONAL STERILE PEDIATRIC LATEX FREE PORTEX BIVONA FOME-CUF | Silicone | EA | 6 | 224.18 | 224.18 | 224.18 | 224.18 | 224.18 | 1 | 5380.32 | 24 | Alternative | 76% | Tracoe | 37045 | TUBE TRACHEOSTOMY SIZE 4.5 L42MM OD6.6MM ID4.5MM WHITE SILICONE DEHP FREE CUFFLESS KINK RESISTANT THERMALLY STABLE NECK STRAP RING OBTURATOR MR CONDITIONAL RADIOPAQUE VERY SOFT TUBE TIP STERILE PEDIATRIC LATEX FREE TRACOE Silcosoft | BX |  | 68 | 68 | 68 | 68 | 68 | 1 | 204 | 3 | X | X | X | X | X |  | X |  | X | X | X | X |  |  | X | X |  | Silicone
| Tubes Tracheostomy/Laryngectomy | ICU Medical Inc | 85P050 | TUBE TRACHEOSTOMY SIZE 5.0 L44MM OD7.3MM ID5MM WHITE SILICONE FOAM CUFF LOW PRESSURE SEAL CE MARKED INTEGRATED 15MM CONNECTOR MR CONDITIONAL STERILE PEDIATRIC LATEX FREE PORTEX BIVONA FOME-CUF | Silicone | EA | 6 | 199.13 | 199.13 | 199.13 | 224.18 | 224.18 | 2 | 4010.19 | 18 | Alternative | 83% | Medtronic Minimally Invasive | 50PEF | TUBE TRACHEOSTOMY SIZE 5.0 L44MM OD7.3MM ID5MM WHITE POLYVINYLCHLORIDE DEHP FREE CUFFLESS INTEGRATED CONNECTOR TRANSPARENT FLANGE TAPE TIE RECESS PROMOTE AIRFLOW FLEXIBLE MR CONDITIONAL PEDIATRIC LATEX FREE DISPOSABLE SHILEY | EA | 1 | 39.91 | 45.07 | 45.96 | 46.75 | 54.44 | 100 | 38878.65 | 831 | X | X | X | X | X |  | X |  | X | X | X | X | X | X | X | X | X | PVC
| Tubes Tracheostomy/Laryngectomy | ICU Medical Inc | 85P050 | TUBE TRACHEOSTOMY SIZE 5.0 L44MM OD7.3MM ID5MM WHITE SILICONE FOAM CUFF LOW PRESSURE SEAL CE MARKED INTEGRATED 15MM CONNECTOR MR CONDITIONAL STERILE PEDIATRIC LATEX FREE PORTEX BIVONA FOME-CUF | Silicone | EA | 6 | 199.13 | 199.13 | 199.13 | 224.18 | 224.18 | 2 | 4010.19 | 18 | Alternative | 83% | Medtronic Minimally Invasive | 50PCF | TUBE TRACHEOSTOMY SIZE 5.0 L44MM OD7.3MM ID5MM WHITE POLYVINYLCHLORIDE DEHP FREE TAPERGUARD CUFF INTEGRATED CONNECTOR TRANSPARENT FLANGE TAPE TIE RECESS PROMOTE AIRFLOW FLEXIBLE MR CONDITIONAL PEDIATRIC LATEX FREE DISPOSABLE SHILEY | EA | 1 | 45.2317 | 58.67 | 60.54 | 65 | 73.42 | 59 | 31421.0402 | 508 | X | X | X | X | X |  | X |  | X | X | X | X | X | X | X | X | X | PVC
| Tubes Tracheostomy/Laryngectomy | ICU Medical Inc | 85P050 | TUBE TRACHEOSTOMY SIZE 5.0 L44MM OD7.3MM ID5MM WHITE SILICONE FOAM CUFF LOW PRESSURE SEAL CE MARKED INTEGRATED 15MM CONNECTOR MR CONDITIONAL STERILE PEDIATRIC LATEX FREE PORTEX BIVONA FOME-CUF | Silicone | EA | 6 | 199.13 | 199.13 | 199.13 | 224.18 | 224.18 | 2 | 4010.19 | 18 | Alternative | 83% | Medtronic Minimally Invasive | 50PEF | TUBE TRACHEOSTOMY SIZE 5.0 L44MM OD7.3MM ID5MM WHITE POLYVINYLCHLORIDE DEHP FREE CUFFLESS INTEGRATED CONNECTOR TRANSPARENT FLANGE TAPE TIE RECESS PROMOTE AIRFLOW FLEXIBLE MR CONDITIONAL PEDIATRIC LATEX FREE DISPOSABLE SHILEY | BX |  | 40.31 | 45.5 | 45.95 | 46.43 | 53.09 | 11 | 7217.81 | 156 | X | X | X | X | X |  | X |  | X | X | X | X | X | X | X | X | X | PVC
| Tubes Tracheostomy/Laryngectomy | ICU Medical Inc | 85P050 | TUBE TRACHEOSTOMY SIZE 5.0 L44MM OD7.3MM ID5MM WHITE SILICONE FOAM CUFF LOW PRESSURE SEAL CE MARKED INTEGRATED 15MM CONNECTOR MR CONDITIONAL STERILE PEDIATRIC LATEX FREE PORTEX BIVONA FOME-CUF | Silicone | EA | 6 | 199.13 | 199.13 | 199.13 | 224.18 | 224.18 | 2 | 4010.19 | 18 | Alternative | 83% | Medtronic Minimally Invasive | 50PCF | TUBE TRACHEOSTOMY SIZE 5.0 L44MM OD7.3MM ID5MM WHITE POLYVINYLCHLORIDE DEHP FREE TAPERGUARD CUFF INTEGRATED CONNECTOR TRANSPARENT FLANGE TAPE TIE RECESS PROMOTE AIRFLOW FLEXIBLE MR CONDITIONAL PEDIATRIC LATEX FREE DISPOSABLE SHILEY | BX |  | 39.02 | 39.02 | 58.93 | 59.11 | 65 | 4 | 645.19 | 11 | X | X | X | X | X |  | X |  | X | X | X | X | X | X | X | X | X | PVC
| Tubes Tracheostomy/Laryngectomy | ICU Medical Inc | 85P050 | TUBE TRACHEOSTOMY SIZE 5.0 L44MM OD7.3MM ID5MM WHITE SILICONE FOAM CUFF LOW PRESSURE SEAL CE MARKED INTEGRATED 15MM CONNECTOR MR CONDITIONAL STERILE PEDIATRIC LATEX FREE PORTEX BIVONA FOME-CUF | Silicone | EA | 6 | 199.13 | 199.13 | 199.13 | 224.18 | 224.18 | 2 | 4010.19 | 18 | Alternative | 83% | Medtronic Minimally Invasive | 50PCF | TUBE TRACHEOSTOMY SIZE 5.0 L44MM OD7.3MM ID5MM WHITE POLYVINYLCHLORIDE DEHP FREE TAPERGUARD CUFF INTEGRATED CONNECTOR TRANSPARENT FLANGE TAPE TIE RECESS PROMOTE AIRFLOW FLEXIBLE MR CONDITIONAL PEDIATRIC LATEX FREE DISPOSABLE SHILEY | PK |  | 69.1 | 69.1 | 69.1 | 69.1 | 69.1 | 1 | 276.4 | 4 | X | X | X | X | X |  | X |  | X | X | X | X | X | X | X | X | X | PVC
| Tubes Tracheostomy/Laryngectomy | ICU Medical Inc | 85P050 | TUBE TRACHEOSTOMY SIZE 5.0 L44MM OD7.3MM ID5MM WHITE SILICONE FOAM CUFF LOW PRESSURE SEAL CE MARKED INTEGRATED 15MM CONNECTOR MR CONDITIONAL STERILE PEDIATRIC LATEX FREE PORTEX BIVONA FOME-CUF | Silicone | EA | 6 | 199.13 | 199.13 | 199.13 | 224.18 | 224.18 | 2 | 4010.19 | 18 | Alternative | 83% | Medtronic Minimally Invasive | 50PEFP | TUBE TRACHEOSTOMY SIZE 5.0 L44MM OD7.3MM ID5MM WHITE POLYVINYLCHLORIDE DEHP FREE CUFFLESS INTEGRATED CONNECTOR TRANSPARENT FLANGE TAPE TIE RECESS PROMOTE AIRFLOW FLEXIBLE MR CONDITIONAL PEDIATRIC LATEX FREE DISPOSABLE SHILEY | [10 empty] | X | X | X | X | X |  | X |  | X | X | X | X | X | X | X | X | X | PVC
| Tubes Tracheostomy/Laryngectomy | ICU Medical Inc | 85P050 | TUBE TRACHEOSTOMY SIZE 5.0 L44MM OD7.3MM ID5MM WHITE SILICONE FOAM CUFF LOW PRESSURE SEAL CE MARKED INTEGRATED 15MM CONNECTOR MR CONDITIONAL STERILE PEDIATRIC LATEX FREE PORTEX BIVONA FOME-CUF | Silicone | EA | 6 | 199.13 | 199.13 | 199.13 | 224.18 | 224.18 | 2 | 4010.19 | 18 | Alternative | 76% | Tracoe | 37350 | TUBE TRACHEOSTOMY SIZE 5.0 L44MM OD7.3MM ID5MM WHITE SILICONE DEHP FREE KINK RESISTANT EXTENDED LENGTH THERMALLY STABLE NECK STRAP RING OBTURATOR MR CONDITIONAL RADIOPAQUE VERY SOFT TUBE TIP STERILE PEDIATRIC LATEX FREE TRACOE Silcosoft | EA | 1 | 200 | 200 | 204 | 206 | 206 | 3 | 12850 | 63 | X | X | X | X | X |  | X |  | X | X | X | X |  |  | X | X |  | Silicone
| Tubes Tracheostomy/Laryngectomy | ICU Medical Inc | 85P050 | TUBE TRACHEOSTOMY SIZE 5.0 L44MM OD7.3MM ID5MM WHITE SILICONE FOAM CUFF LOW PRESSURE SEAL CE MARKED INTEGRATED 15MM CONNECTOR MR CONDITIONAL STERILE PEDIATRIC LATEX FREE PORTEX BIVONA FOME-CUF | Silicone | EA | 6 | 199.13 | 199.13 | 199.13 | 224.18 | 224.18 | 2 | 4010.19 | 18 | Alternative | 76% | Tracoe | 37050 | TUBE TRACHEOSTOMY SIZE 5.0 L44MM OD7.3MM ID5MM WHITE SILICONE DEHP FREE CUFFLESS KINK RESISTANT THERMALLY STABLE NECK STRAP RING OBTURATOR MR CONDITIONAL RADIOPAQUE VERY SOFT TUBE TIP STERILE PEDIATRIC LATEX FREE TRACOE Silcosoft | EA | 1 | 63 | 63 | 63 | 68 | 68 | 2 | 1373 | 21 | X | X | X | X | X |  | X |  | X | X | X | X |  |  | X | X |  | Silicone
| Tubes Tracheostomy/Laryngectomy | ICU Medical Inc | 85P050 | TUBE TRACHEOSTOMY SIZE 5.0 L44MM OD7.3MM ID5MM WHITE SILICONE FOAM CUFF LOW PRESSURE SEAL CE MARKED INTEGRATED 15MM CONNECTOR MR CONDITIONAL STERILE PEDIATRIC LATEX FREE PORTEX BIVONA FOME-CUF | Silicone | EA | 6 | 199.13 | 199.13 | 199.13 | 224.18 | 224.18 | 2 | 4010.19 | 18 | Alternative | 76% | Tracoe | 37250 | TUBE TRACHEOSTOMY SIZE 5.0 L44MM OD7.3MM ID5MM WHITE SILICONE DEHP FREE WATER CUFF KINK RESISTANT THERMALLY STABLE NECK STRAP RING OBTURATOR MR CONDITIONAL RADIOPAQUE VERY SOFT TUBE TIP STERILE PEDIATRIC LATEX FREE TRACOE Silcosoft | EA | 1 | 183.85 | 183.85 | 183.85 | 194 | 194 | 2 | 1511.4 | 8 | X | X | X | X | X |  | X |  | X | X | X | X |  |  | X | X |  | Silicone
| Tubes Tracheostomy/Laryngectomy | ICU Medical Inc | 85P050 | TUBE TRACHEOSTOMY SIZE 5.0 L44MM OD7.3MM ID5MM WHITE SILICONE FOAM CUFF LOW PRESSURE SEAL CE MARKED INTEGRATED 15MM CONNECTOR MR CONDITIONAL STERILE PEDIATRIC LATEX FREE PORTEX BIVONA FOME-CUF | Silicone | EA | 6 | 199.13 | 199.13 | 199.13 | 224.18 | 224.18 | 2 | 4010.19 | 18 | Alternative | 76% | Tracoe | 37150 | TUBE TRACHEOSTOMY SIZE 5.0 L44MM OD7.3MM ID5MM WHITE SILICONE DEHP FREE CUFFLESS KINK RESISTANT EXTENDED LENGTH THERMALLY STABLE NECK STRAP RING OBTURATOR MR CONDITIONAL RADIOPAQUE VERY SOFT TUBE TIP STERILE PEDIATRIC LATEX FREE TRACOE Silcosoft | EA | 1 | 91 | 91 | 91 | 91 | 91 | 2 | 1911 | 21 | X | X | X | X | X |  | X |  | X | X | X | X |  |  | X | X |  | Silicone
| Tubes Tracheostomy/Laryngectomy | ICU Medical Inc | 85P055 | TUBE TRACHEOSTOMY SIZE 5.5 L46MM OD8MM ID5.5MM WHITE SILICONE FOAM CUFF LOW PRESSURE SEAL CE MARKED INTEGRATED 15MM CONNECTOR MR CONDITIONAL STERILE PEDIATRIC LATEX FREE PORTEX BIVONA FOME-CUF | Silicone | EA | 6 | 224.18 | 224.18 | 224.18 | 224.18 | 224.18 | 1 | 8967.2 | 40 | Alternative | 83% | Medtronic Minimally Invasive | 55PEF | TUBE TRACHEOSTOMY SIZE 5.5 L46MM OD7.9MM ID5.5MM WHITE POLYVINYLCHLORIDE DEHP FREE CUFFLESS INTEGRATED CONNECTOR TRANSPARENT FLANGE TAPE TIE RECESS PROMOTE AIRFLOW FLEXIBLE MR CONDITIONAL PEDIATRIC LATEX FREE DISPOSABLE SHILEY | EA | 1 | 39.91 | 45.5 | 46.42 | 46.75 | 54.68 | 69 | 24512.4963 | 523 | X | X | X | X | X |  | X |  | X | X | X | X | X | X | X | X | X | PVC
| Tubes Tracheostomy/Laryngectomy | ICU Medical Inc | 85P055 | TUBE TRACHEOSTOMY SIZE 5.5 L46MM OD8MM ID5.5MM WHITE SILICONE FOAM CUFF LOW PRESSURE SEAL CE MARKED INTEGRATED 15MM CONNECTOR MR CONDITIONAL STERILE PEDIATRIC LATEX FREE PORTEX BIVONA FOME-CUF | Silicone | EA | 6 | 224.18 | 224.18 | 224.18 | 224.18 | 224.18 | 1 | 8967.2 | 40 | Alternative | 83% | Medtronic Minimally Invasive | 55PCF | TUBE TRACHEOSTOMY SIZE 5.5 L46MM OD7.9MM ID5.5MM WHITE POLYVINYLCHLORIDE DEHP FREE TAPERGUARD CUFF INTEGRATED CONNECTOR TRANSPARENT FLANGE TAPE TIE RECESS PROMOTE AIRFLOW FLEXIBLE MR CONDITIONAL PEDIATRIC LATEX FREE DISPOSABLE SHILEY | EA | 1 | 45.2317 | 49.34 | 59.11 | 65 | 73.841 | 52 | 30163.5722 | 490 | X | X | X | X | X |  | X |  | X | X | X | X | X | X | X | X | X | PVC
| Tubes Tracheostomy/Laryngectomy | ICU Medical Inc | 85P055 | TUBE TRACHEOSTOMY SIZE 5.5 L46MM OD8MM ID5.5MM WHITE SILICONE FOAM CUFF LOW PRESSURE SEAL CE MARKED INTEGRATED 15MM CONNECTOR MR CONDITIONAL STERILE PEDIATRIC LATEX FREE PORTEX BIVONA FOME-CUF | Silicone | EA | 6 | 224.18 | 224.18 | 224.18 | 224.18 | 224.18 | 1 | 8967.2 | 40 | Alternative | 83% | Medtronic Minimally Invasive | 55PCF | TUBE TRACHEOSTOMY SIZE 5.5 L46MM OD7.9MM ID5.5MM WHITE POLYVINYLCHLORIDE DEHP FREE TAPERGUARD CUFF INTEGRATED CONNECTOR TRANSPARENT FLANGE TAPE TIE RECESS PROMOTE AIRFLOW FLEXIBLE MR CONDITIONAL PEDIATRIC LATEX FREE DISPOSABLE SHILEY | BX |  | 39.02 | 39.02 | 58.93 | 59.11 | 59.11 | 3 | 1080.93 | 19 | X | X | X | X | X |  | X |  | X | X | X | X | X | X | X | X | X | PVC
| Tubes Tracheostomy/Laryngectomy | ICU Medical Inc | 85P055 | TUBE TRACHEOSTOMY SIZE 5.5 L46MM OD8MM ID5.5MM WHITE SILICONE FOAM CUFF LOW PRESSURE SEAL CE MARKED INTEGRATED 15MM CONNECTOR MR CONDITIONAL STERILE PEDIATRIC LATEX FREE PORTEX BIVONA FOME-CUF | Silicone | EA | 6 | 224.18 | 224.18 | 224.18 | 224.18 | 224.18 | 1 | 8967.2 | 40 | Alternative | 83% | Medtronic Minimally Invasive | 55PEF | TUBE TRACHEOSTOMY SIZE 5.5 L46MM OD7.9MM ID5.5MM WHITE POLYVINYLCHLORIDE DEHP FREE CUFFLESS INTEGRATED CONNECTOR TRANSPARENT FLANGE TAPE TIE RECESS PROMOTE AIRFLOW FLEXIBLE MR CONDITIONAL PEDIATRIC LATEX FREE DISPOSABLE SHILEY | BX |  | 27.08 | 27.08 | 27.08 | 46.43 | 46.43 | 2 | 4762.94 | 103 | X | X | X | X | X |  | X |  | X | X | X | X | X | X | X | X | X | PVC
| Tubes Tracheostomy/Laryngectomy | ICU Medical Inc | 85P055 | TUBE TRACHEOSTOMY SIZE 5.5 L46MM OD8MM ID5.5MM WHITE SILICONE FOAM CUFF LOW PRESSURE SEAL CE MARKED INTEGRATED 15MM CONNECTOR MR CONDITIONAL STERILE PEDIATRIC LATEX FREE PORTEX BIVONA FOME-CUF | Silicone | EA | 6 | 224.18 | 224.18 | 224.18 | 224.18 | 224.18 | 1 | 8967.2 | 40 | Alternative | 83% | Medtronic Minimally Invasive | 55PCF | TUBE TRACHEOSTOMY SIZE 5.5 L46MM OD7.9MM ID5.5MM WHITE POLYVINYLCHLORIDE DEHP FREE TAPERGUARD CUFF INTEGRATED CONNECTOR TRANSPARENT FLANGE TAPE TIE RECESS PROMOTE AIRFLOW FLEXIBLE MR CONDITIONAL PEDIATRIC LATEX FREE DISPOSABLE SHILEY | PK |  | 69.1 | 69.1 | 69.1 | 69.1 | 69.1 | 1 | 69.1 | 1 | X | X | X | X | X |  | X |  | X | X | X | X | X | X | X | X | X | PVC
| Tubes Tracheostomy/Laryngectomy | ICU Medical Inc | 85P055 | TUBE TRACHEOSTOMY SIZE 5.5 L46MM OD8MM ID5.5MM WHITE SILICONE FOAM CUFF LOW PRESSURE SEAL CE MARKED INTEGRATED 15MM CONNECTOR MR CONDITIONAL STERILE PEDIATRIC LATEX FREE PORTEX BIVONA FOME-CUF | Silicone | EA | 6 | 224.18 | 224.18 | 224.18 | 224.18 | 224.18 | 1 | 8967.2 | 40 | Alternative | 83% | Medtronic Minimally Invasive | 55PEF | TUBE TRACHEOSTOMY SIZE 5.5 L46MM OD7.9MM ID5.5MM WHITE POLYVINYLCHLORIDE DEHP FREE CUFFLESS INTEGRATED CONNECTOR TRANSPARENT FLANGE TAPE TIE RECESS PROMOTE AIRFLOW FLEXIBLE MR CONDITIONAL PEDIATRIC LATEX FREE DISPOSABLE SHILEY | CS |  | 43.38 | 43.38 | 43.38 | 43.38 | 43.38 | 1 | 86.76 | 2 | X | X | X | X | X |  | X |  | X | X | X | X | X | X | X | X | X | PVC
| Tubes Tracheostomy/Laryngectomy | ICU Medical Inc | 85P055 | TUBE TRACHEOSTOMY SIZE 5.5 L46MM OD8MM ID5.5MM WHITE SILICONE FOAM CUFF LOW PRESSURE SEAL CE MARKED INTEGRATED 15MM CONNECTOR MR CONDITIONAL STERILE PEDIATRIC LATEX FREE PORTEX BIVONA FOME-CUF | Silicone | EA | 6 | 224.18 | 224.18 | 224.18 | 224.18 | 224.18 | 1 | 8967.2 | 40 | Alternative | 83% | Medtronic Minimally Invasive | 55PEFP | TUBE TRACHEOSTOMY SIZE 5.5 L46MM OD7.9MM ID5.5MM WHITE POLYVINYLCHLORIDE DEHP FREE CUFFLESS INTEGRATED CONNECTOR TRANSPARENT FLANGE TAPE TIE RECESS PROMOTE AIRFLOW FLEXIBLE MR CONDITIONAL PEDIATRIC LATEX FREE DISPOSABLE SHILEY | [10 empty] | X | X | X | X | X |  | X |  | X | X | X | X | X | X | X | X | X | PVC
| Tubes Tracheostomy/Laryngectomy | ICU Medical Inc | 67SN025 | TUBE TRACHEOSTOMY SIZE 2.5 L30MM OD4MM ID2.5MM WHITE SILICONE CUFFED STRAIGHT FLANGE MULTIPURPOSE DESIGN WIRE REINFORCED MR CONDITIONAL TRACH TIE IMPROVED WEANING OBTURATOR CE MARKED STERILE NEONATAL LATEX FREE PORTEX BIVONA TTS | Silicone | EA | 1 | 163.44 | 164.61 | 172.84 | 183.34 | 190.16 | 13 | 26730.51 | 154 | Alternative | 82% | Tracoe | 36325 | TUBE TRACHEOSTOMY SIZE 2.5 L30MM OD4.4MM ID2.5MM WHITE SILICONE DEHP FREE KINK RESISTANT EXTENDED LENGTH THERMALLY STABLE NECK STRAP RING OBTURATOR MR CONDITIONAL RADIOPAQUE VERY SOFT TUBE TIP STERILE NEONATAL LATEX FREE TRACOE Silcosoft | EA | 1 | 204 | 204 | 204 | 206 | 206 | 2 | 3274 | 16 | X |  | X | X | X | X | X |  | X | X | X | X | X | X | X | X |  | Silicone
| Tubes Tracheostomy/Laryngectomy | ICU Medical Inc | 67SN025 | TUBE TRACHEOSTOMY SIZE 2.5 L30MM OD4MM ID2.5MM WHITE SILICONE CUFFED STRAIGHT FLANGE MULTIPURPOSE DESIGN WIRE REINFORCED MR CONDITIONAL TRACH TIE IMPROVED WEANING OBTURATOR CE MARKED STERILE NEONATAL LATEX FREE PORTEX BIVONA TTS | Silicone | EA | 1 | 163.44 | 164.61 | 172.84 | 183.34 | 190.16 | 13 | 26730.51 | 154 | Alternative | 82% | Tracoe | 36225 | TUBE TRACHEOSTOMY SIZE 2.5 L30MM OD4.4MM ID2.5MM WHITE SILICONE DEHP FREE WATER CUFF KINK RESISTANT THERMALLY STABLE NECK STRAP RING OBTURATOR MR CONDITIONAL RADIOPAQUE VERY SOFT TUBE TIP STERILE NEONATAL LATEX FREE TRACOE Silcosoft | EA | 1 | 68 | 68 | 68 | 68 | 68 | 1 | 408 | 6 | X |  | X | X | X | X | X |  | X | X | X | X | X | X | X | X |  | Silicone
| Tubes Tracheostomy/Laryngectomy | ICU Medical Inc | 67SN025 | TUBE TRACHEOSTOMY SIZE 2.5 L30MM OD4MM ID2.5MM WHITE SILICONE CUFFED STRAIGHT FLANGE MULTIPURPOSE DESIGN WIRE REINFORCED MR CONDITIONAL TRACH TIE IMPROVED WEANING OBTURATOR CE MARKED STERILE NEONATAL LATEX FREE PORTEX BIVONA TTS | Silicone | EA | 1 | 163.44 | 164.61 | 172.84 | 183.34 | 190.16 | 13 | 26730.51 | 154 | Alternative | 78% | Medtronic Minimally Invasive | 25NCF | TUBE TRACHEOSTOMY SIZE 2.5 L30MM OD4.2MM ID2.5MM WHITE POLYVINYLCHLORIDE DEHP FREE TAPERGUARD CUFF INTEGRATED CONNECTOR TRANSPARENT FLANGE TAPE TIE RECESS PROMOTE AIRFLOW FLEXIBLE MR CONDITIONAL NEONATAL LATEX FREE DISPOSABLE SHILEY | EA | 1 | 46.63 | 58.67 | 60.54 | 69.03 | 72.12 | 9 | 3639.6502 | 59 | X | X | X | X | X |  | X |  | X | X | X | X |  |  | X | X | X | PVC
| Tubes Tracheostomy/Laryngectomy | ICU Medical Inc | 67SN025 | TUBE TRACHEOSTOMY SIZE 2.5 L30MM OD4MM ID2.5MM WHITE SILICONE CUFFED STRAIGHT FLANGE MULTIPURPOSE DESIGN WIRE REINFORCED MR CONDITIONAL TRACH TIE IMPROVED WEANING OBTURATOR CE MARKED STERILE NEONATAL LATEX FREE PORTEX BIVONA TTS | Silicone | EA | 1 | 163.44 | 164.61 | 172.84 | 183.34 | 190.16 | 13 | 26730.51 | 154 | Alternative | 78% | Medtronic Minimally Invasive | 25NEF | TUBE TRACHEOSTOMY SIZE 2.5 L30MM OD4.2MM ID2.5MM WHITE POLYVINYLCHLORIDE DEHP FREE CUFFLESS INTEGRATED CONNECTOR TRANSPARENT FLANGE TAPE TIE RECESS PROMOTE AIRFLOW FLEXIBLE MR CONDITIONAL NEONATAL LATEX FREE DISPOSABLE SHILEY | EA | 1 | 31.35 | 31.85 | 45.5 | 45.95 | 50 | 7 | 1496.75 | 43 | X | X | X | X | X |  | X |  | X | X | X | X |  |  | X | X | X | PVC
| Tubes Tracheostomy/Laryngectomy | ICU Medical Inc | 67SN025 | TUBE TRACHEOSTOMY SIZE 2.5 L30MM OD4MM ID2.5MM WHITE SILICONE CUFFED STRAIGHT FLANGE MULTIPURPOSE DESIGN WIRE REINFORCED MR CONDITIONAL TRACH TIE IMPROVED WEANING OBTURATOR CE MARKED STERILE NEONATAL LATEX FREE PORTEX BIVONA TTS | Silicone | EA | 1 | 163.44 | 164.61 | 172.84 | 183.34 | 190.16 | 13 | 26730.51 | 154 | Alternative | 78% | Medtronic Minimally Invasive | 25NEF | TUBE TRACHEOSTOMY SIZE 2.5 L30MM OD4.2MM ID2.5MM WHITE POLYVINYLCHLORIDE DEHP FREE CUFFLESS INTEGRATED CONNECTOR TRANSPARENT FLANGE TAPE TIE RECESS PROMOTE AIRFLOW FLEXIBLE MR CONDITIONAL NEONATAL LATEX FREE DISPOSABLE SHILEY | BX |  | 47.0104 | 47.0104 | 47.0104 | 47.0104 | 47.0104 | 1 | 705.156 | 15 | X | X | X | X | X |  | X |  | X | X | X | X |  |  | X | X | X | PVC
| Tubes Tracheostomy/Laryngectomy | ICU Medical Inc | 67SN025 | TUBE TRACHEOSTOMY SIZE 2.5 L30MM OD4MM ID2.5MM WHITE SILICONE CUFFED STRAIGHT FLANGE MULTIPURPOSE DESIGN WIRE REINFORCED MR CONDITIONAL TRACH TIE IMPROVED WEANING OBTURATOR CE MARKED STERILE NEONATAL LATEX FREE PORTEX BIVONA TTS | Silicone | EA | 1 | 163.44 | 164.61 | 172.84 | 183.34 | 190.16 | 13 | 26730.51 | 154 | Alternative | 78% | Medtronic Minimally Invasive | 25NCF | TUBE TRACHEOSTOMY SIZE 2.5 L30MM OD4.2MM ID2.5MM WHITE POLYVINYLCHLORIDE DEHP FREE TAPERGUARD CUFF INTEGRATED CONNECTOR TRANSPARENT FLANGE TAPE TIE RECESS PROMOTE AIRFLOW FLEXIBLE MR CONDITIONAL NEONATAL LATEX FREE DISPOSABLE SHILEY | BX |  | 66.94 | 66.94 | 66.94 | 66.94 | 66.94 | 1 | 937.16 | 14 | X | X | X | X | X |  | X |  | X | X | X | X |  |  | X | X | X | PVC
| Tubes Tracheostomy/Laryngectomy | ICU Medical Inc | 67SN030 | TUBE TRACHEOSTOMY SIZE 3.0 L32MM OD4.7MM ID3MM WHITE SILICONE CUFFED STRAIGHT FLANGE MULTIPURPOSE DESIGN WIRE REINFORCED MR CONDITIONAL TRACH TIE IMPROVED WEANING OBTURATOR CE MARKED STERILE NEONATAL LATEX FREE PORTEX BIVONA TTS | Silicone | EA | 1 | 155.66 | 164.61 | 172.84 | 183.34 | 190.16 | 22 | 54628.77 | 313 | Alternative | 91% | Tracoe | 36330 | TUBE TRACHEOSTOMY SIZE 3.0 L32MM OD4.9MM ID3MM WHITE SILICONE DEHP FREE KINK RESISTANT EXTENDED LENGTH THERMALLY STABLE NECK STRAP RING OBTURATOR MR CONDITIONAL RADIOPAQUE VERY SOFT TUBE TIP STERILE NEONATAL LATEX FREE TRACOE Silcosoft | EA | 1 | 204 | 204 | 206 | 206 | 206 | 3 | 23840 | 116 | X | X | X | X | X | X | X |  | X | X | X | X | X | X | X | X |  | Silicone
| Tubes Tracheostomy/Laryngectomy | ICU Medical Inc | 67SN030 | TUBE TRACHEOSTOMY SIZE 3.0 L32MM OD4.7MM ID3MM WHITE SILICONE CUFFED STRAIGHT FLANGE MULTIPURPOSE DESIGN WIRE REINFORCED MR CONDITIONAL TRACH TIE IMPROVED WEANING OBTURATOR CE MARKED STERILE NEONATAL LATEX FREE PORTEX BIVONA TTS | Silicone | EA | 1 | 155.66 | 164.61 | 172.84 | 183.34 | 190.16 | 22 | 54628.77 | 313 | Alternative | 91% | Tracoe | 36230 | TUBE TRACHEOSTOMY SIZE 3.0 L32MM OD4.9MM ID3MM WHITE SILICONE DEHP FREE WATER CUFF KINK RESISTANT THERMALLY STABLE NECK STRAP RING OBTURATOR MR CONDITIONAL RADIOPAQUE VERY SOFT TUBE TIP STERILE NEONATAL LATEX FREE TRACOE Silcosoft | EA | 1 | 183.85 | 183.85 | 183.85 | 183.85 | 183.85 | 1 | 735.4 | 4 | X | X | X | X | X | X | X |  | X | X | X | X | X | X | X | X |  | Silicone
| Tubes Tracheostomy/Laryngectomy | ICU Medical Inc | 67SN030 | TUBE TRACHEOSTOMY SIZE 3.0 L32MM OD4.7MM ID3MM WHITE SILICONE CUFFED STRAIGHT FLANGE MULTIPURPOSE DESIGN WIRE REINFORCED MR CONDITIONAL TRACH TIE IMPROVED WEANING OBTURATOR CE MARKED STERILE NEONATAL LATEX FREE PORTEX BIVONA TTS | Silicone | EA | 1 | 155.66 | 164.61 | 172.84 | 183.34 | 190.16 | 22 | 54628.77 | 313 | Alternative | 82% | Tracoe | 36130 | TUBE TRACHEOSTOMY SIZE 3.0 L32MM OD4.9MM ID3MM WHITE SILICONE DEHP FREE CUFFLESS KINK RESISTANT EXTENDED LENGTH THERMALLY STABLE NECK STRAP RING OBTURATOR MR CONDITIONAL RADIOPAQUE VERY SOFT TUBE TIP STERILE NEONATAL LATEX FREE TRACOE Silcosoft | EA | 1 | 128.5 | 128.5 | 129 | 133 | 133 | 3 | 6701 | 52 | X | X | X | X | X |  | X |  | X | X | X | X | X | X | X | X |  | Silicone
| Tubes Tracheostomy/Laryngectomy | ICU Medical Inc | 67SN030 | TUBE TRACHEOSTOMY SIZE 3.0 L32MM OD4.7MM ID3MM WHITE SILICONE CUFFED STRAIGHT FLANGE MULTIPURPOSE DESIGN WIRE REINFORCED MR CONDITIONAL TRACH TIE IMPROVED WEANING OBTURATOR CE MARKED STERILE NEONATAL LATEX FREE PORTEX BIVONA TTS | Silicone | EA | 1 | 155.66 | 164.61 | 172.84 | 183.34 | 190.16 | 22 | 54628.77 | 313 | Alternative | 82% | Tracoe | 37330 | TUBE TRACHEOSTOMY SIZE 3.0 L39MM OD4.9MM ID3MM WHITE SILICONE DEHP FREE KINK RESISTANT EXTENDED LENGTH THERMALLY STABLE NECK STRAP RING OBTURATOR MR CONDITIONAL RADIOPAQUE VERY SOFT TUBE TIP STERILE PEDIATRIC LATEX FREE TRACOE Silcosoft | EA | 1 | 204 | 204 | 206 | 212 | 212 | 3 | 10448 | 51 | X | X |  | X | X | X | X |  | X | X | X | X | X | X | X | X |  | Silicone
| Tubes Tracheostomy/Laryngectomy | ICU Medical Inc | 67SN030 | TUBE TRACHEOSTOMY SIZE 3.0 L32MM OD4.7MM ID3MM WHITE SILICONE CUFFED STRAIGHT FLANGE MULTIPURPOSE DESIGN WIRE REINFORCED MR CONDITIONAL TRACH TIE IMPROVED WEANING OBTURATOR CE MARKED STERILE NEONATAL LATEX FREE PORTEX BIVONA TTS | Silicone | EA | 1 | 155.66 | 164.61 | 172.84 | 183.34 | 190.16 | 22 | 54628.77 | 313 | Alternative | 82% | Tracoe | 36030 | TUBE TRACHEOSTOMY SIZE 3.0 L32MM OD4.9MM ID3MM WHITE SILICONE DEHP FREE CUFFLESS KINK RESISTANT THERMALLY STABLE NECK STRAP RING OBTURATOR MR CONDITIONAL RADIOPAQUE VERY SOFT TUBE TIP STERILE NEONATAL LATEX FREE TRACOE Silcosoft | EA | 1 | 63 | 63 | 63 | 63 | 63 | 1 | 1575 | 25 | X | X | X | X | X |  | X |  | X | X | X | X | X | X | X | X |  | Silicone
| Tubes Tracheostomy/Laryngectomy | ICU Medical Inc | 67SN030 | TUBE TRACHEOSTOMY SIZE 3.0 L32MM OD4.7MM ID3MM WHITE SILICONE CUFFED STRAIGHT FLANGE MULTIPURPOSE DESIGN WIRE REINFORCED MR CONDITIONAL TRACH TIE IMPROVED WEANING OBTURATOR CE MARKED STERILE NEONATAL LATEX FREE PORTEX BIVONA TTS | Silicone | EA | 1 | 155.66 | 164.61 | 172.84 | 183.34 | 190.16 | 22 | 54628.77 | 313 | Alternative | 82% | Tracoe | 37230 | TUBE TRACHEOSTOMY SIZE 3.0 L39MM OD4.9MM ID3MM WHITE SILICONE DEHP FREE WATER CUFF KINK RESISTANT THERMALLY STABLE NECK STRAP RING OBTURATOR MR CONDITIONAL RADIOPAQUE VERY SOFT TUBE TIP STERILE PEDIATRIC LATEX FREE TRACOE Silcosoft | EA | 1 | 194 | 194 | 194 | 194 | 194 | 1 | 970 | 5 | X | X |  | X | X | X | X |  | X | X | X | X | X | X | X | X |  | Silicone
| Tubes Tracheostomy/Laryngectomy | ICU Medical Inc | 67SN035 | TUBE TRACHEOSTOMY SIZE 3.5 L34MM OD5.3MM ID3.5MM WHITE SILICONE CUFFED STRAIGHT FLANGE MULTIPURPOSE DESIGN WIRE REINFORCED MR CONDITIONAL TRACH TIE IMPROVED WEANING OBTURATOR CE MARKED STERILE NEONATAL LATEX FREE PORTEX BIVONA TTS | Silicone | EA | 1 | 155.66 | 164.61 | 172.84 | 183.34 | 193.63 | 24 | 58720.5 | 336 | Alternative | 91% | Tracoe | 36335 | TUBE TRACHEOSTOMY SIZE 3.5 L34MM OD5.4MM ID3.5MM WHITE SILICONE DEHP FREE KINK RESISTANT EXTENDED LENGTH THERMALLY STABLE NECK STRAP RING OBTURATOR MR CONDITIONAL RADIOPAQUE VERY SOFT TUBE TIP STERILE NEONATAL LATEX FREE TRACOE Silcosoft | EA | 1 | 204 | 206 | 206 | 212 | 212 | 5 | 28356 | 138 | X | X | X | X | X | X | X |  | X | X | X | X | X | X | X | X |  | Silicone
| Tubes Tracheostomy/Laryngectomy | ICU Medical Inc | 67SN035 | TUBE TRACHEOSTOMY SIZE 3.5 L34MM OD5.3MM ID3.5MM WHITE SILICONE CUFFED STRAIGHT FLANGE MULTIPURPOSE DESIGN WIRE REINFORCED MR CONDITIONAL TRACH TIE IMPROVED WEANING OBTURATOR CE MARKED STERILE NEONATAL LATEX FREE PORTEX BIVONA TTS | Silicone | EA | 1 | 155.66 | 164.61 | 172.84 | 183.34 | 193.63 | 24 | 58720.5 | 336 | Alternative | 91% | Tracoe | 36235 | TUBE TRACHEOSTOMY SIZE 3.5 L34MM OD5.4MM ID3.5MM WHITE SILICONE DEHP FREE WATER CUFF KINK RESISTANT THERMALLY STABLE NECK STRAP RING OBTURATOR MR CONDITIONAL RADIOPAQUE VERY SOFT TUBE TIP STERILE NEONATAL LATEX FREE TRACOE Silcosoft | EA | 1 | 183.85 | 183.85 | 183.85 | 194 | 194 | 2 | 1327.55 | 7 | X | X | X | X | X | X | X |  | X | X | X | X | X | X | X | X |  | Silicone
| Tubes Tracheostomy/Laryngectomy | ICU Medical Inc | 67SN035 | TUBE TRACHEOSTOMY SIZE 3.5 L34MM OD5.3MM ID3.5MM WHITE SILICONE CUFFED STRAIGHT FLANGE MULTIPURPOSE DESIGN WIRE REINFORCED MR CONDITIONAL TRACH TIE IMPROVED WEANING OBTURATOR CE MARKED STERILE NEONATAL LATEX FREE PORTEX BIVONA TTS | Silicone | EA | 1 | 155.66 | 164.61 | 172.84 | 183.34 | 193.63 | 24 | 58720.5 | 336 | Alternative | 82% | Tracoe | 37335 | TUBE TRACHEOSTOMY SIZE 3.5 L40MM OD5.4MM ID3.5MM WHITE SILICONE DEHP FREE KINK RESISTANT EXTENDED LENGTH THERMALLY STABLE NECK STRAP RING OBTURATOR MR CONDITIONAL RADIOPAQUE VERY SOFT TUBE TIP STERILE PEDIATRIC LATEX FREE TRACOE Silcosoft | EA | 1 | 200 | 204 | 206 | 212 | 212 | 6 | 87750 | 428 | X | X |  | X | X | X | X |  | X | X | X | X | X | X | X | X |  | Silicone
| Tubes Tracheostomy/Laryngectomy | ICU Medical Inc | 67SN035 | TUBE TRACHEOSTOMY SIZE 3.5 L34MM OD5.3MM ID3.5MM WHITE SILICONE CUFFED STRAIGHT FLANGE MULTIPURPOSE DESIGN WIRE REINFORCED MR CONDITIONAL TRACH TIE IMPROVED WEANING OBTURATOR CE MARKED STERILE NEONATAL LATEX FREE PORTEX BIVONA TTS | Silicone | EA | 1 | 155.66 | 164.61 | 172.84 | 183.34 | 193.63 | 24 | 58720.5 | 336 | Alternative | 82% | Tracoe | 36135 | TUBE TRACHEOSTOMY SIZE 3.5 L34MM OD5.4MM ID3.5MM WHITE SILICONE DEHP FREE CUFFLESS KINK RESISTANT EXTENDED LENGTH THERMALLY STABLE NECK STRAP RING OBTURATOR MR CONDITIONAL RADIOPAQUE VERY SOFT TUBE TIP STERILE NEONATAL LATEX FREE TRACOE Silcosoft | EA | 1 | 127.25 | 127.25 | 128.5 | 129 | 133 | 4 | 6946 | 54 | X | X | X | X | X |  | X |  | X | X | X | X | X | X | X | X |  | Silicone
| Tubes Tracheostomy/Laryngectomy | ICU Medical Inc | 67SN035 | TUBE TRACHEOSTOMY SIZE 3.5 L34MM OD5.3MM ID3.5MM WHITE SILICONE CUFFED STRAIGHT FLANGE MULTIPURPOSE DESIGN WIRE REINFORCED MR CONDITIONAL TRACH TIE IMPROVED WEANING OBTURATOR CE MARKED STERILE NEONATAL LATEX FREE PORTEX BIVONA TTS | Silicone | EA | 1 | 155.66 | 164.61 | 172.84 | 183.34 | 193.63 | 24 | 58720.5 | 336 | Alternative | 82% | Tracoe | 36035 | TUBE TRACHEOSTOMY SIZE 3.5 L34MM OD5.4MM ID3.5MM WHITE SILICONE DEHP FREE CUFFLESS KINK RESISTANT THERMALLY STABLE NECK STRAP RING OBTURATOR MR CONDITIONAL RADIOPAQUE VERY SOFT TUBE TIP STERILE NEONATAL LATEX FREE TRACOE Silcosoft | EA | 1 | 63 | 63 | 63 | 68 | 68 | 3 | 1653 | 26 | X | X | X | X | X |  | X |  | X | X | X | X | X | X | X | X |  | Silicone
| Tubes Tracheostomy/Laryngectomy | ICU Medical Inc | 67SN035 | TUBE TRACHEOSTOMY SIZE 3.5 L34MM OD5.3MM ID3.5MM WHITE SILICONE CUFFED STRAIGHT FLANGE MULTIPURPOSE DESIGN WIRE REINFORCED MR CONDITIONAL TRACH TIE IMPROVED WEANING OBTURATOR CE MARKED STERILE NEONATAL LATEX FREE PORTEX BIVONA TTS | Silicone | EA | 1 | 155.66 | 164.61 | 172.84 | 183.34 | 193.63 | 24 | 58720.5 | 336 | Alternative | 82% | Tracoe | 37235 | TUBE TRACHEOSTOMY SIZE 3.5 L40MM OD5.4MM ID3.5MM WHITE SILICONE DEHP FREE WATER CUFF KINK RESISTANT THERMALLY STABLE NECK STRAP RING OBTURATOR MR CONDITIONAL RADIOPAQUE VERY SOFT TUBE TIP STERILE PEDIATRIC LATEX FREE TRACOE Silcosoft | EA | 1 | 183 | 183 | 183 | 194 | 194 | 2 | 10468 | 56 | X | X |  | X | X | X | X |  | X | X | X | X | X | X | X | X |  | Silicone
| Tubes Tracheostomy/Laryngectomy | ICU Medical Inc | 67SN040 | TUBE TRACHEOSTOMY SIZE 4.0 L36MM OD6MM ID4MM WHITE SILICONE CUFFED STRAIGHT FLANGE MULTIPURPOSE DESIGN WIRE REINFORCED MR CONDITIONAL TRACH TIE IMPROVED WEANING OBTURATOR CE MARKED STERILE NEONATAL LATEX FREE PORTEX BIVONA TTS | Silicone | EA | 1 | 163.44 | 163.45 | 172.84 | 183.34 | 190.16 | 20 | 25590.55 | 148 | Alternative | 91% | Tracoe | 36340 | TUBE TRACHEOSTOMY SIZE 4.0 L36MM OD6MM ID4MM WHITE SILICONE DEHP FREE KINK RESISTANT EXTENDED LENGTH THERMALLY STABLE NECK STRAP RING OBTURATOR MR CONDITIONAL RADIOPAQUE VERY SOFT TUBE TIP STERILE NEONATAL LATEX FREE TRACOE Silcosoft | EA | 1 | 204 | 204 | 206 | 212 | 212 | 4 | 19200 | 93 | X | X | X | X | X | X | X |  | X | X | X | X | X | X | X | X |  | Silicone
| Tubes Tracheostomy/Laryngectomy | ICU Medical Inc | 67SN040 | TUBE TRACHEOSTOMY SIZE 4.0 L36MM OD6MM ID4MM WHITE SILICONE CUFFED STRAIGHT FLANGE MULTIPURPOSE DESIGN WIRE REINFORCED MR CONDITIONAL TRACH TIE IMPROVED WEANING OBTURATOR CE MARKED STERILE NEONATAL LATEX FREE PORTEX BIVONA TTS | Silicone | EA | 1 | 163.44 | 163.45 | 172.84 | 183.34 | 190.16 | 20 | 25590.55 | 148 | Alternative | 91% | Tracoe | 36240 | TUBE TRACHEOSTOMY SIZE 4.0 L36MM OD6MM ID4MM WHITE SILICONE DEHP FREE WATER CUFF KINK RESISTANT THERMALLY STABLE NECK STRAP RING OBTURATOR MR CONDITIONAL RADIOPAQUE VERY SOFT TUBE TIP STERILE NEONATAL LATEX FREE TRACOE Silcosoft | EA | 1 | 183.85 | 183.85 | 183.85 | 194 | 194 | 2 | 1899.4 | 10 | X | X | X | X | X | X | X |  | X | X | X | X | X | X | X | X |  | Silicone
| Tubes Tracheostomy/Laryngectomy | ICU Medical Inc | 67SN040 | TUBE TRACHEOSTOMY SIZE 4.0 L36MM OD6MM ID4MM WHITE SILICONE CUFFED STRAIGHT FLANGE MULTIPURPOSE DESIGN WIRE REINFORCED MR CONDITIONAL TRACH TIE IMPROVED WEANING OBTURATOR CE MARKED STERILE NEONATAL LATEX FREE PORTEX BIVONA TTS | Silicone | EA | 1 | 163.44 | 163.45 | 172.84 | 183.34 | 190.16 | 20 | 25590.55 | 148 | Alternative | 82% | Tracoe | 37340 | TUBE TRACHEOSTOMY SIZE 4.0 L41MM OD6MM ID4MM WHITE SILICONE DEHP FREE KINK RESISTANT EXTENDED LENGTH THERMALLY STABLE NECK STRAP RING OBTURATOR MR CONDITIONAL RADIOPAQUE VERY SOFT TUBE TIP STERILE PEDIATRIC LATEX FREE TRACOE Silcosoft | EA | 1 | 204 | 206 | 206 | 212 | 212 | 5 | 35780 | 174 | X | X |  | X | X | X | X |  | X | X | X | X | X | X | X | X |  | Silicone
| Tubes Tracheostomy/Laryngectomy | ICU Medical Inc | 67SN040 | TUBE TRACHEOSTOMY SIZE 4.0 L36MM OD6MM ID4MM WHITE SILICONE CUFFED STRAIGHT FLANGE MULTIPURPOSE DESIGN WIRE REINFORCED MR CONDITIONAL TRACH TIE IMPROVED WEANING OBTURATOR CE MARKED STERILE NEONATAL LATEX FREE PORTEX BIVONA TTS | Silicone | EA | 1 | 163.44 | 163.45 | 172.84 | 183.34 | 190.16 | 20 | 25590.55 | 148 | Alternative | 82% | Tracoe | 36140 | TUBE TRACHEOSTOMY SIZE 4.0 L36MM OD6MM ID4MM WHITE SILICONE DEHP FREE CUFFLESS KINK RESISTANT EXTENDED LENGTH THERMALLY STABLE NECK STRAP RING OBTURATOR MR CONDITIONAL RADIOPAQUE VERY SOFT TUBE TIP STERILE NEONATAL LATEX FREE TRACOE Silcosoft | EA | 1 | 129 | 129 | 129 | 133 | 133 | 2 | 528 | 4 | X | X | X | X | X |  | X |  | X | X | X | X | X | X | X | X |  | Silicone
| Tubes Tracheostomy/Laryngectomy | ICU Medical Inc | 67SN040 | TUBE TRACHEOSTOMY SIZE 4.0 L36MM OD6MM ID4MM WHITE SILICONE CUFFED STRAIGHT FLANGE MULTIPURPOSE DESIGN WIRE REINFORCED MR CONDITIONAL TRACH TIE IMPROVED WEANING OBTURATOR CE MARKED STERILE NEONATAL LATEX FREE PORTEX BIVONA TTS | Silicone | EA | 1 | 163.44 | 163.45 | 172.84 | 183.34 | 190.16 | 20 | 25590.55 | 148 | Alternative | 82% | Tracoe | 37240 | TUBE TRACHEOSTOMY SIZE 4.0 L41MM OD6MM ID4MM WHITE SILICONE DEHP FREE WATER CUFF KINK RESISTANT THERMALLY STABLE NECK STRAP RING OBTURATOR MR CONDITIONAL RADIOPAQUE VERY SOFT TUBE TIP STERILE PEDIATRIC LATEX FREE TRACOE Silcosoft | EA | 1 | 183 | 183 | 183 | 194 | 194 | 2 | 6460 | 35 | X | X |  | X | X | X | X |  | X | X | X | X | X | X | X | X |  | Silicone
| Tubes Tracheostomy/Laryngectomy | ICU Medical Inc | 67SN040 | TUBE TRACHEOSTOMY SIZE 4.0 L36MM OD6MM ID4MM WHITE SILICONE CUFFED STRAIGHT FLANGE MULTIPURPOSE DESIGN WIRE REINFORCED MR CONDITIONAL TRACH TIE IMPROVED WEANING OBTURATOR CE MARKED STERILE NEONATAL LATEX FREE PORTEX BIVONA TTS | Silicone | EA | 1 | 163.44 | 163.45 | 172.84 | 183.34 | 190.16 | 20 | 25590.55 | 148 | Alternative | 82% | Tracoe | 36040 | TUBE TRACHEOSTOMY SIZE 4.0 L36MM OD6MM ID4MM WHITE SILICONE DEHP FREE CUFFLESS KINK RESISTANT THERMALLY STABLE NECK STRAP RING OBTURATOR MR CONDITIONAL RADIOPAQUE VERY SOFT TUBE TIP STERILE NEONATAL LATEX FREE TRACOE Silcosoft | [10 empty] | X | X | X | X | X |  | X |  | X | X | X | X | X | X | X | X |  | Silicone
| Tubes Tracheostomy/Laryngectomy | ICU Medical Inc | 67N025 | TUBE TRACHEOSTOMY SIZE 2.5 L30MM OD4MM ID2.5MM WHITE SILICONE CUFFED V FLANGE MULTIPURPOSE DESIGN WIRE REINFORCED MR CONDITIONAL TRACH TIE IMPROVED WEANING OBTURATOR CE MARKED STERILE NEONATAL LATEX FREE PORTEX BIVONA TTS | Silicone | EA | 1 | 161.98 | 170.08 | 175.69 | 180.77 | 180.77 | 12 | 13848.98 | 80 | Alternative | 81% | Medtronic Minimally Invasive | 25NCF | TUBE TRACHEOSTOMY SIZE 2.5 L30MM OD4.2MM ID2.5MM WHITE POLYVINYLCHLORIDE DEHP FREE TAPERGUARD CUFF INTEGRATED CONNECTOR TRANSPARENT FLANGE TAPE TIE RECESS PROMOTE AIRFLOW FLEXIBLE MR CONDITIONAL NEONATAL LATEX FREE DISPOSABLE SHILEY | EA | 1 | 46.63 | 58.67 | 60.54 | 69.03 | 72.12 | 9 | 3639.6502 | 59 | X | X | X | X | X |  | X |  | X | X | X | X |  | X | X | X | X | PVC
| Tubes Tracheostomy/Laryngectomy | ICU Medical Inc | 67N025 | TUBE TRACHEOSTOMY SIZE 2.5 L30MM OD4MM ID2.5MM WHITE SILICONE CUFFED V FLANGE MULTIPURPOSE DESIGN WIRE REINFORCED MR CONDITIONAL TRACH TIE IMPROVED WEANING OBTURATOR CE MARKED STERILE NEONATAL LATEX FREE PORTEX BIVONA TTS | Silicone | EA | 1 | 161.98 | 170.08 | 175.69 | 180.77 | 180.77 | 12 | 13848.98 | 80 | Alternative | 81% | Medtronic Minimally Invasive | 25NEF | TUBE TRACHEOSTOMY SIZE 2.5 L30MM OD4.2MM ID2.5MM WHITE POLYVINYLCHLORIDE DEHP FREE CUFFLESS INTEGRATED CONNECTOR TRANSPARENT FLANGE TAPE TIE RECESS PROMOTE AIRFLOW FLEXIBLE MR CONDITIONAL NEONATAL LATEX FREE DISPOSABLE SHILEY | EA | 1 | 31.35 | 31.85 | 45.5 | 45.95 | 50 | 7 | 1496.75 | 43 | X | X | X | X | X |  | X |  | X | X | X | X |  | X | X | X | X | PVC
| Tubes Tracheostomy/Laryngectomy | ICU Medical Inc | 67N025 | TUBE TRACHEOSTOMY SIZE 2.5 L30MM OD4MM ID2.5MM WHITE SILICONE CUFFED V FLANGE MULTIPURPOSE DESIGN WIRE REINFORCED MR CONDITIONAL TRACH TIE IMPROVED WEANING OBTURATOR CE MARKED STERILE NEONATAL LATEX FREE PORTEX BIVONA TTS | Silicone | EA | 1 | 161.98 | 170.08 | 175.69 | 180.77 | 180.77 | 12 | 13848.98 | 80 | Alternative | 81% | Medtronic Minimally Invasive | 25NEF | TUBE TRACHEOSTOMY SIZE 2.5 L30MM OD4.2MM ID2.5MM WHITE POLYVINYLCHLORIDE DEHP FREE CUFFLESS INTEGRATED CONNECTOR TRANSPARENT FLANGE TAPE TIE RECESS PROMOTE AIRFLOW FLEXIBLE MR CONDITIONAL NEONATAL LATEX FREE DISPOSABLE SHILEY | BX |  | 47.0104 | 47.0104 | 47.0104 | 47.0104 | 47.0104 | 1 | 705.156 | 15 | X | X | X | X | X |  | X |  | X | X | X | X |  | X | X | X | X | PVC
| Tubes Tracheostomy/Laryngectomy | ICU Medical Inc | 67N025 | TUBE TRACHEOSTOMY SIZE 2.5 L30MM OD4MM ID2.5MM WHITE SILICONE CUFFED V FLANGE MULTIPURPOSE DESIGN WIRE REINFORCED MR CONDITIONAL TRACH TIE IMPROVED WEANING OBTURATOR CE MARKED STERILE NEONATAL LATEX FREE PORTEX BIVONA TTS | Silicone | EA | 1 | 161.98 | 170.08 | 175.69 | 180.77 | 180.77 | 12 | 13848.98 | 80 | Alternative | 81% | Medtronic Minimally Invasive | 25NCF | TUBE TRACHEOSTOMY SIZE 2.5 L30MM OD4.2MM ID2.5MM WHITE POLYVINYLCHLORIDE DEHP FREE TAPERGUARD CUFF INTEGRATED CONNECTOR TRANSPARENT FLANGE TAPE TIE RECESS PROMOTE AIRFLOW FLEXIBLE MR CONDITIONAL NEONATAL LATEX FREE DISPOSABLE SHILEY | BX |  | 66.94 | 66.94 | 66.94 | 66.94 | 66.94 | 1 | 937.16 | 14 | X | X | X | X | X |  | X |  | X | X | X | X |  | X | X | X | X | PVC
| Tubes Tracheostomy/Laryngectomy | ICU Medical Inc | 67N025 | TUBE TRACHEOSTOMY SIZE 2.5 L30MM OD4MM ID2.5MM WHITE SILICONE CUFFED V FLANGE MULTIPURPOSE DESIGN WIRE REINFORCED MR CONDITIONAL TRACH TIE IMPROVED WEANING OBTURATOR CE MARKED STERILE NEONATAL LATEX FREE PORTEX BIVONA TTS | Silicone | EA | 1 | 161.98 | 170.08 | 175.69 | 180.77 | 180.77 | 12 | 13848.98 | 80 | Alternative | 79% | Tracoe | 36325 | TUBE TRACHEOSTOMY SIZE 2.5 L30MM OD4.4MM ID2.5MM WHITE SILICONE DEHP FREE KINK RESISTANT EXTENDED LENGTH THERMALLY STABLE NECK STRAP RING OBTURATOR MR CONDITIONAL RADIOPAQUE VERY SOFT TUBE TIP STERILE NEONATAL LATEX FREE TRACOE Silcosoft | EA | 1 | 204 | 204 | 204 | 206 | 206 | 2 | 3274 | 16 | X |  | X | X | X | X | X |  | X | X | X | X | X |  | X | X |  | Silicone
| Tubes Tracheostomy/Laryngectomy | ICU Medical Inc | 67N025 | TUBE TRACHEOSTOMY SIZE 2.5 L30MM OD4MM ID2.5MM WHITE SILICONE CUFFED V FLANGE MULTIPURPOSE DESIGN WIRE REINFORCED MR CONDITIONAL TRACH TIE IMPROVED WEANING OBTURATOR CE MARKED STERILE NEONATAL LATEX FREE PORTEX BIVONA TTS | Silicone | EA | 1 | 161.98 | 170.08 | 175.69 | 180.77 | 180.77 | 12 | 13848.98 | 80 | Alternative | 79% | Tracoe | 36225 | TUBE TRACHEOSTOMY SIZE 2.5 L30MM OD4.4MM ID2.5MM WHITE SILICONE DEHP FREE WATER CUFF KINK RESISTANT THERMALLY STABLE NECK STRAP RING OBTURATOR MR CONDITIONAL RADIOPAQUE VERY SOFT TUBE TIP STERILE NEONATAL LATEX FREE TRACOE Silcosoft | EA | 1 | 68 | 68 | 68 | 68 | 68 | 1 | 408 | 6 | X |  | X | X | X | X | X |  | X | X | X | X | X |  | X | X |  | Silicone
| Tubes Tracheostomy/Laryngectomy | ICU Medical Inc | 67N030 | TUBE TRACHEOSTOMY SIZE 3.0 L32MM OD4.7MM ID3MM WHITE SILICONE CUFFED V FLANGE MULTIPURPOSE DESIGN WIRE REINFORCED MR CONDITIONAL TRACH TIE IMPROVED WEANING OBTURATOR CE MARKED STERILE NEONATAL LATEX FREE PORTEX BIVONA TTS | Silicone | EA | 1 | 161.98 | 170.08 | 172.16 | 177.77 | 216.8 | 19 | 54798.37 | 315 | Alternative | 88% | Tracoe | 36330 | TUBE TRACHEOSTOMY SIZE 3.0 L32MM OD4.9MM ID3MM WHITE SILICONE DEHP FREE KINK RESISTANT EXTENDED LENGTH THERMALLY STABLE NECK STRAP RING OBTURATOR MR CONDITIONAL RADIOPAQUE VERY SOFT TUBE TIP STERILE NEONATAL LATEX FREE TRACOE Silcosoft | EA | 1 | 204 | 204 | 206 | 206 | 206 | 3 | 23840 | 116 | X | X | X | X | X | X | X |  | X | X | X | X | X |  | X | X |  | Silicone
| Tubes Tracheostomy/Laryngectomy | ICU Medical Inc | 67N030 | TUBE TRACHEOSTOMY SIZE 3.0 L32MM OD4.7MM ID3MM WHITE SILICONE CUFFED V FLANGE MULTIPURPOSE DESIGN WIRE REINFORCED MR CONDITIONAL TRACH TIE IMPROVED WEANING OBTURATOR CE MARKED STERILE NEONATAL LATEX FREE PORTEX BIVONA TTS | Silicone | EA | 1 | 161.98 | 170.08 | 172.16 | 177.77 | 216.8 | 19 | 54798.37 | 315 | Alternative | 88% | Tracoe | 36230 | TUBE TRACHEOSTOMY SIZE 3.0 L32MM OD4.9MM ID3MM WHITE SILICONE DEHP FREE WATER CUFF KINK RESISTANT THERMALLY STABLE NECK STRAP RING OBTURATOR MR CONDITIONAL RADIOPAQUE VERY SOFT TUBE TIP STERILE NEONATAL LATEX FREE TRACOE Silcosoft | EA | 1 | 183.85 | 183.85 | 183.85 | 183.85 | 183.85 | 1 | 735.4 | 4 | X | X | X | X | X | X | X |  | X | X | X | X | X |  | X | X |  | Silicone
| Tubes Tracheostomy/Laryngectomy | ICU Medical Inc | 67N030 | TUBE TRACHEOSTOMY SIZE 3.0 L32MM OD4.7MM ID3MM WHITE SILICONE CUFFED V FLANGE MULTIPURPOSE DESIGN WIRE REINFORCED MR CONDITIONAL TRACH TIE IMPROVED WEANING OBTURATOR CE MARKED STERILE NEONATAL LATEX FREE PORTEX BIVONA TTS | Silicone | EA | 1 | 161.98 | 170.08 | 172.16 | 177.77 | 216.8 | 19 | 54798.37 | 315 | Alternative | 79% | Tracoe | 36130 | TUBE TRACHEOSTOMY SIZE 3.0 L32MM OD4.9MM ID3MM WHITE SILICONE DEHP FREE CUFFLESS KINK RESISTANT EXTENDED LENGTH THERMALLY STABLE NECK STRAP RING OBTURATOR MR CONDITIONAL RADIOPAQUE VERY SOFT TUBE TIP STERILE NEONATAL LATEX FREE TRACOE Silcosoft | EA | 1 | 128.5 | 128.5 | 129 | 133 | 133 | 3 | 6701 | 52 | X | X | X | X | X |  | X |  | X | X | X | X | X |  | X | X |  | Silicone
| Tubes Tracheostomy/Laryngectomy | ICU Medical Inc | 67N030 | TUBE TRACHEOSTOMY SIZE 3.0 L32MM OD4.7MM ID3MM WHITE SILICONE CUFFED V FLANGE MULTIPURPOSE DESIGN WIRE REINFORCED MR CONDITIONAL TRACH TIE IMPROVED WEANING OBTURATOR CE MARKED STERILE NEONATAL LATEX FREE PORTEX BIVONA TTS | Silicone | EA | 1 | 161.98 | 170.08 | 172.16 | 177.77 | 216.8 | 19 | 54798.37 | 315 | Alternative | 79% | Tracoe | 37330 | TUBE TRACHEOSTOMY SIZE 3.0 L39MM OD4.9MM ID3MM WHITE SILICONE DEHP FREE KINK RESISTANT EXTENDED LENGTH THERMALLY STABLE NECK STRAP RING OBTURATOR MR CONDITIONAL RADIOPAQUE VERY SOFT TUBE TIP STERILE PEDIATRIC LATEX FREE TRACOE Silcosoft | EA | 1 | 204 | 204 | 206 | 212 | 212 | 3 | 10448 | 51 | X | X |  | X | X | X | X |  | X | X | X | X | X |  | X | X |  | Silicone
| Tubes Tracheostomy/Laryngectomy | ICU Medical Inc | 67N030 | TUBE TRACHEOSTOMY SIZE 3.0 L32MM OD4.7MM ID3MM WHITE SILICONE CUFFED V FLANGE MULTIPURPOSE DESIGN WIRE REINFORCED MR CONDITIONAL TRACH TIE IMPROVED WEANING OBTURATOR CE MARKED STERILE NEONATAL LATEX FREE PORTEX BIVONA TTS | Silicone | EA | 1 | 161.98 | 170.08 | 172.16 | 177.77 | 216.8 | 19 | 54798.37 | 315 | Alternative | 79% | Tracoe | 36030 | TUBE TRACHEOSTOMY SIZE 3.0 L32MM OD4.9MM ID3MM WHITE SILICONE DEHP FREE CUFFLESS KINK RESISTANT THERMALLY STABLE NECK STRAP RING OBTURATOR MR CONDITIONAL RADIOPAQUE VERY SOFT TUBE TIP STERILE NEONATAL LATEX FREE TRACOE Silcosoft | EA | 1 | 63 | 63 | 63 | 63 | 63 | 1 | 1575 | 25 | X | X | X | X | X |  | X |  | X | X | X | X | X |  | X | X |  | Silicone
| Tubes Tracheostomy/Laryngectomy | ICU Medical Inc | 67N030 | TUBE TRACHEOSTOMY SIZE 3.0 L32MM OD4.7MM ID3MM WHITE SILICONE CUFFED V FLANGE MULTIPURPOSE DESIGN WIRE REINFORCED MR CONDITIONAL TRACH TIE IMPROVED WEANING OBTURATOR CE MARKED STERILE NEONATAL LATEX FREE PORTEX BIVONA TTS | Silicone | EA | 1 | 161.98 | 170.08 | 172.16 | 177.77 | 216.8 | 19 | 54798.37 | 315 | Alternative | 79% | Tracoe | 37230 | TUBE TRACHEOSTOMY SIZE 3.0 L39MM OD4.9MM ID3MM WHITE SILICONE DEHP FREE WATER CUFF KINK RESISTANT THERMALLY STABLE NECK STRAP RING OBTURATOR MR CONDITIONAL RADIOPAQUE VERY SOFT TUBE TIP STERILE PEDIATRIC LATEX FREE TRACOE Silcosoft | EA | 1 | 194 | 194 | 194 | 194 | 194 | 1 | 970 | 5 | X | X |  | X | X | X | X |  | X | X | X | X | X |  | X | X |  | Silicone
| Tubes Tracheostomy/Laryngectomy | ICU Medical Inc | 67N035 | TUBE TRACHEOSTOMY SIZE 3.5 L34MM OD5.3MM ID3.5MM WHITE SILICONE CUFFED V FLANGE MULTIPURPOSE DESIGN WIRE REINFORCED MR CONDITIONAL TRACH TIE IMPROVED WEANING OBTURATOR CE MARKED STERILE NEONATAL LATEX FREE PORTEX BIVONA TTS | Silicone | EA | 1 | 161.98 | 170.08 | 170.08 | 176.89 | 190.16 | 25 | 45645.01 | 262 | Alternative | 88% | Tracoe | 36335 | TUBE TRACHEOSTOMY SIZE 3.5 L34MM OD5.4MM ID3.5MM WHITE SILICONE DEHP FREE KINK RESISTANT EXTENDED LENGTH THERMALLY STABLE NECK STRAP RING OBTURATOR MR CONDITIONAL RADIOPAQUE VERY SOFT TUBE TIP STERILE NEONATAL LATEX FREE TRACOE Silcosoft | EA | 1 | 204 | 206 | 206 | 212 | 212 | 5 | 28356 | 138 | X | X | X | X | X | X | X |  | X | X | X | X | X |  | X | X |  | Silicone
| Tubes Tracheostomy/Laryngectomy | ICU Medical Inc | 67N035 | TUBE TRACHEOSTOMY SIZE 3.5 L34MM OD5.3MM ID3.5MM WHITE SILICONE CUFFED V FLANGE MULTIPURPOSE DESIGN WIRE REINFORCED MR CONDITIONAL TRACH TIE IMPROVED WEANING OBTURATOR CE MARKED STERILE NEONATAL LATEX FREE PORTEX BIVONA TTS | Silicone | EA | 1 | 161.98 | 170.08 | 170.08 | 176.89 | 190.16 | 25 | 45645.01 | 262 | Alternative | 88% | Tracoe | 36235 | TUBE TRACHEOSTOMY SIZE 3.5 L34MM OD5.4MM ID3.5MM WHITE SILICONE DEHP FREE WATER CUFF KINK RESISTANT THERMALLY STABLE NECK STRAP RING OBTURATOR MR CONDITIONAL RADIOPAQUE VERY SOFT TUBE TIP STERILE NEONATAL LATEX FREE TRACOE Silcosoft | EA | 1 | 183.85 | 183.85 | 183.85 | 194 | 194 | 2 | 1327.55 | 7 | X | X | X | X | X | X | X |  | X | X | X | X | X |  | X | X |  | Silicone
| Tubes Tracheostomy/Laryngectomy | ICU Medical Inc | 67N035 | TUBE TRACHEOSTOMY SIZE 3.5 L34MM OD5.3MM ID3.5MM WHITE SILICONE CUFFED V FLANGE MULTIPURPOSE DESIGN WIRE REINFORCED MR CONDITIONAL TRACH TIE IMPROVED WEANING OBTURATOR CE MARKED STERILE NEONATAL LATEX FREE PORTEX BIVONA TTS | Silicone | EA | 1 | 161.98 | 170.08 | 170.08 | 176.89 | 190.16 | 25 | 45645.01 | 262 | Alternative | 79% | Tracoe | 37335 | TUBE TRACHEOSTOMY SIZE 3.5 L40MM OD5.4MM ID3.5MM WHITE SILICONE DEHP FREE KINK RESISTANT EXTENDED LENGTH THERMALLY STABLE NECK STRAP RING OBTURATOR MR CONDITIONAL RADIOPAQUE VERY SOFT TUBE TIP STERILE PEDIATRIC LATEX FREE TRACOE Silcosoft | EA | 1 | 200 | 204 | 206 | 212 | 212 | 6 | 87750 | 428 | X | X |  | X | X | X | X |  | X | X | X | X | X |  | X | X |  | Silicone
| Tubes Tracheostomy/Laryngectomy | ICU Medical Inc | 67N035 | TUBE TRACHEOSTOMY SIZE 3.5 L34MM OD5.3MM ID3.5MM WHITE SILICONE CUFFED V FLANGE MULTIPURPOSE DESIGN WIRE REINFORCED MR CONDITIONAL TRACH TIE IMPROVED WEANING OBTURATOR CE MARKED STERILE NEONATAL LATEX FREE PORTEX BIVONA TTS | Silicone | EA | 1 | 161.98 | 170.08 | 170.08 | 176.89 | 190.16 | 25 | 45645.01 | 262 | Alternative | 79% | Tracoe | 36135 | TUBE TRACHEOSTOMY SIZE 3.5 L34MM OD5.4MM ID3.5MM WHITE SILICONE DEHP FREE CUFFLESS KINK RESISTANT EXTENDED LENGTH THERMALLY STABLE NECK STRAP RING OBTURATOR MR CONDITIONAL RADIOPAQUE VERY SOFT TUBE TIP STERILE NEONATAL LATEX FREE TRACOE Silcosoft | EA | 1 | 127.25 | 127.25 | 128.5 | 129 | 133 | 4 | 6946 | 54 | X | X | X | X | X |  | X |  | X | X | X | X | X |  | X | X |  | Silicone
| Tubes Tracheostomy/Laryngectomy | ICU Medical Inc | 67N035 | TUBE TRACHEOSTOMY SIZE 3.5 L34MM OD5.3MM ID3.5MM WHITE SILICONE CUFFED V FLANGE MULTIPURPOSE DESIGN WIRE REINFORCED MR CONDITIONAL TRACH TIE IMPROVED WEANING OBTURATOR CE MARKED STERILE NEONATAL LATEX FREE PORTEX BIVONA TTS | Silicone | EA | 1 | 161.98 | 170.08 | 170.08 | 176.89 | 190.16 | 25 | 45645.01 | 262 | Alternative | 79% | Tracoe | 36035 | TUBE TRACHEOSTOMY SIZE 3.5 L34MM OD5.4MM ID3.5MM WHITE SILICONE DEHP FREE CUFFLESS KINK RESISTANT THERMALLY STABLE NECK STRAP RING OBTURATOR MR CONDITIONAL RADIOPAQUE VERY SOFT TUBE TIP STERILE NEONATAL LATEX FREE TRACOE Silcosoft | EA | 1 | 63 | 63 | 63 | 68 | 68 | 3 | 1653 | 26 | X | X | X | X | X |  | X |  | X | X | X | X | X |  | X | X |  | Silicone
| Tubes Tracheostomy/Laryngectomy | ICU Medical Inc | 67N035 | TUBE TRACHEOSTOMY SIZE 3.5 L34MM OD5.3MM ID3.5MM WHITE SILICONE CUFFED V FLANGE MULTIPURPOSE DESIGN WIRE REINFORCED MR CONDITIONAL TRACH TIE IMPROVED WEANING OBTURATOR CE MARKED STERILE NEONATAL LATEX FREE PORTEX BIVONA TTS | Silicone | EA | 1 | 161.98 | 170.08 | 170.08 | 176.89 | 190.16 | 25 | 45645.01 | 262 | Alternative | 79% | Tracoe | 37235 | TUBE TRACHEOSTOMY SIZE 3.5 L40MM OD5.4MM ID3.5MM WHITE SILICONE DEHP FREE WATER CUFF KINK RESISTANT THERMALLY STABLE NECK STRAP RING OBTURATOR MR CONDITIONAL RADIOPAQUE VERY SOFT TUBE TIP STERILE PEDIATRIC LATEX FREE TRACOE Silcosoft | EA | 1 | 183 | 183 | 183 | 194 | 194 | 2 | 10468 | 56 | X | X |  | X | X | X | X |  | X | X | X | X | X |  | X | X |  | Silicone
| Tubes Tracheostomy/Laryngectomy | ICU Medical Inc | 67N040 | TUBE TRACHEOSTOMY SIZE 4.0 L36MM OD6MM ID4MM WHITE SILICONE CUFFED V FLANGE MULTIPURPOSE DESIGN WIRE REINFORCED MR CONDITIONAL TRACH TIE IMPROVED WEANING OBTURATOR CE MARKED STERILE NEONATAL LATEX FREE PORTEX BIVONA TTS | Silicone | EA | 1 | 161.98 | 166.99 | 170.08 | 175.34 | 185.64 | 18 | 18909.04 | 111 | Alternative | 88% | Tracoe | 36340 | TUBE TRACHEOSTOMY SIZE 4.0 L36MM OD6MM ID4MM WHITE SILICONE DEHP FREE KINK RESISTANT EXTENDED LENGTH THERMALLY STABLE NECK STRAP RING OBTURATOR MR CONDITIONAL RADIOPAQUE VERY SOFT TUBE TIP STERILE NEONATAL LATEX FREE TRACOE Silcosoft | EA | 1 | 204 | 204 | 206 | 212 | 212 | 4 | 19200 | 93 | X | X | X | X | X | X | X |  | X | X | X | X | X |  | X | X |  | Silicone
| Tubes Tracheostomy/Laryngectomy | ICU Medical Inc | 67N040 | TUBE TRACHEOSTOMY SIZE 4.0 L36MM OD6MM ID4MM WHITE SILICONE CUFFED V FLANGE MULTIPURPOSE DESIGN WIRE REINFORCED MR CONDITIONAL TRACH TIE IMPROVED WEANING OBTURATOR CE MARKED STERILE NEONATAL LATEX FREE PORTEX BIVONA TTS | Silicone | EA | 1 | 161.98 | 166.99 | 170.08 | 175.34 | 185.64 | 18 | 18909.04 | 111 | Alternative | 88% | Tracoe | 36240 | TUBE TRACHEOSTOMY SIZE 4.0 L36MM OD6MM ID4MM WHITE SILICONE DEHP FREE WATER CUFF KINK RESISTANT THERMALLY STABLE NECK STRAP RING OBTURATOR MR CONDITIONAL RADIOPAQUE VERY SOFT TUBE TIP STERILE NEONATAL LATEX FREE TRACOE Silcosoft | EA | 1 | 183.85 | 183.85 | 183.85 | 194 | 194 | 2 | 1899.4 | 10 | X | X | X | X | X | X | X |  | X | X | X | X | X |  | X | X |  | Silicone
| Tubes Tracheostomy/Laryngectomy | ICU Medical Inc | 67N040 | TUBE TRACHEOSTOMY SIZE 4.0 L36MM OD6MM ID4MM WHITE SILICONE CUFFED V FLANGE MULTIPURPOSE DESIGN WIRE REINFORCED MR CONDITIONAL TRACH TIE IMPROVED WEANING OBTURATOR CE MARKED STERILE NEONATAL LATEX FREE PORTEX BIVONA TTS | Silicone | EA | 1 | 161.98 | 166.99 | 170.08 | 175.34 | 185.64 | 18 | 18909.04 | 111 | Alternative | 79% | Tracoe | 37340 | TUBE TRACHEOSTOMY SIZE 4.0 L41MM OD6MM ID4MM WHITE SILICONE DEHP FREE KINK RESISTANT EXTENDED LENGTH THERMALLY STABLE NECK STRAP RING OBTURATOR MR CONDITIONAL RADIOPAQUE VERY SOFT TUBE TIP STERILE PEDIATRIC LATEX FREE TRACOE Silcosoft | EA | 1 | 204 | 206 | 206 | 212 | 212 | 5 | 35780 | 174 | X | X |  | X | X | X | X |  | X | X | X | X | X |  | X | X |  | Silicone
| Tubes Tracheostomy/Laryngectomy | ICU Medical Inc | 67N040 | TUBE TRACHEOSTOMY SIZE 4.0 L36MM OD6MM ID4MM WHITE SILICONE CUFFED V FLANGE MULTIPURPOSE DESIGN WIRE REINFORCED MR CONDITIONAL TRACH TIE IMPROVED WEANING OBTURATOR CE MARKED STERILE NEONATAL LATEX FREE PORTEX BIVONA TTS | Silicone | EA | 1 | 161.98 | 166.99 | 170.08 | 175.34 | 185.64 | 18 | 18909.04 | 111 | Alternative | 79% | Tracoe | 36140 | TUBE TRACHEOSTOMY SIZE 4.0 L36MM OD6MM ID4MM WHITE SILICONE DEHP FREE CUFFLESS KINK RESISTANT EXTENDED LENGTH THERMALLY STABLE NECK STRAP RING OBTURATOR MR CONDITIONAL RADIOPAQUE VERY SOFT TUBE TIP STERILE NEONATAL LATEX FREE TRACOE Silcosoft | EA | 1 | 129 | 129 | 129 | 133 | 133 | 2 | 528 | 4 | X | X | X | X | X |  | X |  | X | X | X | X | X |  | X | X |  | Silicone
| Tubes Tracheostomy/Laryngectomy | ICU Medical Inc | 67N040 | TUBE TRACHEOSTOMY SIZE 4.0 L36MM OD6MM ID4MM WHITE SILICONE CUFFED V FLANGE MULTIPURPOSE DESIGN WIRE REINFORCED MR CONDITIONAL TRACH TIE IMPROVED WEANING OBTURATOR CE MARKED STERILE NEONATAL LATEX FREE PORTEX BIVONA TTS | Silicone | EA | 1 | 161.98 | 166.99 | 170.08 | 175.34 | 185.64 | 18 | 18909.04 | 111 | Alternative | 79% | Tracoe | 37240 | TUBE TRACHEOSTOMY SIZE 4.0 L41MM OD6MM ID4MM WHITE SILICONE DEHP FREE WATER CUFF KINK RESISTANT THERMALLY STABLE NECK STRAP RING OBTURATOR MR CONDITIONAL RADIOPAQUE VERY SOFT TUBE TIP STERILE PEDIATRIC LATEX FREE TRACOE Silcosoft | EA | 1 | 183 | 183 | 183 | 194 | 194 | 2 | 6460 | 35 | X | X |  | X | X | X | X |  | X | X | X | X | X |  | X | X |  | Silicone
| Tubes Tracheostomy/Laryngectomy | ICU Medical Inc | 67N040 | TUBE TRACHEOSTOMY SIZE 4.0 L36MM OD6MM ID4MM WHITE SILICONE CUFFED V FLANGE MULTIPURPOSE DESIGN WIRE REINFORCED MR CONDITIONAL TRACH TIE IMPROVED WEANING OBTURATOR CE MARKED STERILE NEONATAL LATEX FREE PORTEX BIVONA TTS | Silicone | EA | 1 | 161.98 | 166.99 | 170.08 | 175.34 | 185.64 | 18 | 18909.04 | 111 | Alternative | 79% | Tracoe | 36040 | TUBE TRACHEOSTOMY SIZE 4.0 L36MM OD6MM ID4MM WHITE SILICONE DEHP FREE CUFFLESS KINK RESISTANT THERMALLY STABLE NECK STRAP RING OBTURATOR MR CONDITIONAL RADIOPAQUE VERY SOFT TUBE TIP STERILE NEONATAL LATEX FREE TRACOE Silcosoft | [10 empty] | X | X | X | X | X |  | X |  | X | X | X | X | X |  | X | X |  | Silicone
| Tubes Tracheostomy/Laryngectomy | ICU Medical Inc | 67SP025 | TUBE TRACHEOSTOMY SIZE 2.5 L38MM OD4MM ID2.5MM WHITE SILICONE CUFFED STRAIGHT FLANGE MULTIPURPOSE DESIGN WIRE REINFORCED MR CONDITIONAL TRACH TIE IMPROVED WEANING OBTURATOR CE MARKED STERILE PEDIATRIC LATEX FREE PORTEX BIVONA TTS | Silicone | EA | 1 | 163.44 | 163.45 | 177.41 | 183.34 | 189.48 | 12 | 13769.58 | 79 | Alternative | 82% | Tracoe | 37325 | TUBE TRACHEOSTOMY SIZE 2.5 L38MM OD4.4MM ID2.5MM WHITE SILICONE DEHP FREE KINK RESISTANT EXTENDED LENGTH THERMALLY STABLE NECK STRAP RING OBTURATOR MR CONDITIONAL RADIOPAQUE VERY SOFT TUBE TIP STERILE PEDIATRIC LATEX FREE TRACOE Silcosoft | EA | 1 | 204 | 204 | 204 | 204 | 204 | 1 | 408 | 2 | X |  | X | X | X | X | X |  | X | X | X | X | X | X | X | X |  | Silicone
| Tubes Tracheostomy/Laryngectomy | ICU Medical Inc | 67SP025 | TUBE TRACHEOSTOMY SIZE 2.5 L38MM OD4MM ID2.5MM WHITE SILICONE CUFFED STRAIGHT FLANGE MULTIPURPOSE DESIGN WIRE REINFORCED MR CONDITIONAL TRACH TIE IMPROVED WEANING OBTURATOR CE MARKED STERILE PEDIATRIC LATEX FREE PORTEX BIVONA TTS | Silicone | EA | 1 | 163.44 | 163.45 | 177.41 | 183.34 | 189.48 | 12 | 13769.58 | 79 | Alternative | 82% | Tracoe | 37225 | TUBE TRACHEOSTOMY SIZE 2.5 L38MM OD4.4MM ID2.5MM WHITE SILICONE DEHP FREE WATER CUFF KINK RESISTANT THERMALLY STABLE NECK STRAP RING OBTURATOR MR CONDITIONAL RADIOPAQUE VERY SOFT TUBE TIP STERILE PEDIATRIC LATEX FREE TRACOE Silcosoft | [10 empty] | X |  | X | X | X | X | X |  | X | X | X | X | X | X | X | X |  | Silicone
| Tubes Tracheostomy/Laryngectomy | ICU Medical Inc | 67SP025 | TUBE TRACHEOSTOMY SIZE 2.5 L38MM OD4MM ID2.5MM WHITE SILICONE CUFFED STRAIGHT FLANGE MULTIPURPOSE DESIGN WIRE REINFORCED MR CONDITIONAL TRACH TIE IMPROVED WEANING OBTURATOR CE MARKED STERILE PEDIATRIC LATEX FREE PORTEX BIVONA TTS | Silicone | EA | 1 | 163.44 | 163.45 | 177.41 | 183.34 | 189.48 | 12 | 13769.58 | 79 | Alternative | 78% | Medtronic Minimally Invasive | 25PCF | TUBE TRACHEOSTOMY SIZE 2.5 L39MM OD4.2MM ID2.5MM WHITE POLYVINYLCHLORIDE DEHP FREE TAPERGUARD CUFF INTEGRATED CONNECTOR TRANSPARENT FLANGE TAPE TIE RECESS PROMOTE AIRFLOW FLEXIBLE MR CONDITIONAL PEDIATRIC LATEX FREE DISPOSABLE SHILEY | EA | 1 | 45.2317 | 46.63 | 58.95 | 69.03 | 71.86 | 11 | 4681.9602 | 76 | X | X | X | X | X |  | X |  | X | X | X | X |  |  | X | X | X | PVC
| Tubes Tracheostomy/Laryngectomy | ICU Medical Inc | 67SP025 | TUBE TRACHEOSTOMY SIZE 2.5 L38MM OD4MM ID2.5MM WHITE SILICONE CUFFED STRAIGHT FLANGE MULTIPURPOSE DESIGN WIRE REINFORCED MR CONDITIONAL TRACH TIE IMPROVED WEANING OBTURATOR CE MARKED STERILE PEDIATRIC LATEX FREE PORTEX BIVONA TTS | Silicone | EA | 1 | 163.44 | 163.45 | 177.41 | 183.34 | 189.48 | 12 | 13769.58 | 79 | Alternative | 78% | Medtronic Minimally Invasive | 25PEF | TUBE TRACHEOSTOMY SIZE 2.5 L39MM OD4.2MM ID2.5MM WHITE POLYVINYLCHLORIDE DEHP FREE CUFFLESS INTEGRATED CONNECTOR TRANSPARENT FLANGE TAPE TIE RECESS PROMOTE AIRFLOW FLEXIBLE MR CONDITIONAL PEDIATRIC LATEX FREE DISPOSABLE SHILEY | EA | 1 | 39.91 | 44.8 | 45.5 | 46.43 | 46.43 | 7 | 1353.07 | 30 | X | X | X | X | X |  | X |  | X | X | X | X |  |  | X | X | X | PVC
| Tubes Tracheostomy/Laryngectomy | ICU Medical Inc | 67SP030 | TUBE TRACHEOSTOMY SIZE 3.0 L39MM OD4.7MM ID3MM WHITE SILICONE CUFFED STRAIGHT FLANGE MULTIPURPOSE DESIGN WIRE REINFORCED MR CONDITIONAL TRACH TIE IMPROVED WEANING OBTURATOR CE MARKED STERILE PEDIATRIC LATEX FREE PORTEX BIVONA TTS | Silicone | EA | 1 | 163.44 | 164.61 | 172.84 | 183.34 | 191.97 | 25 | 84114.73 | 494 | Alternative | 91% | Tracoe | 37330 | TUBE TRACHEOSTOMY SIZE 3.0 L39MM OD4.9MM ID3MM WHITE SILICONE DEHP FREE KINK RESISTANT EXTENDED LENGTH THERMALLY STABLE NECK STRAP RING OBTURATOR MR CONDITIONAL RADIOPAQUE VERY SOFT TUBE TIP STERILE PEDIATRIC LATEX FREE TRACOE Silcosoft | EA | 1 | 204 | 204 | 206 | 212 | 212 | 3 | 10448 | 51 | X | X | X | X | X | X | X |  | X | X | X | X | X | X | X | X |  | Silicone
| Tubes Tracheostomy/Laryngectomy | ICU Medical Inc | 67SP030 | TUBE TRACHEOSTOMY SIZE 3.0 L39MM OD4.7MM ID3MM WHITE SILICONE CUFFED STRAIGHT FLANGE MULTIPURPOSE DESIGN WIRE REINFORCED MR CONDITIONAL TRACH TIE IMPROVED WEANING OBTURATOR CE MARKED STERILE PEDIATRIC LATEX FREE PORTEX BIVONA TTS | Silicone | EA | 1 | 163.44 | 164.61 | 172.84 | 183.34 | 191.97 | 25 | 84114.73 | 494 | Alternative | 91% | Tracoe | 37230 | TUBE TRACHEOSTOMY SIZE 3.0 L39MM OD4.9MM ID3MM WHITE SILICONE DEHP FREE WATER CUFF KINK RESISTANT THERMALLY STABLE NECK STRAP RING OBTURATOR MR CONDITIONAL RADIOPAQUE VERY SOFT TUBE TIP STERILE PEDIATRIC LATEX FREE TRACOE Silcosoft | EA | 1 | 194 | 194 | 194 | 194 | 194 | 1 | 970 | 5 | X | X | X | X | X | X | X |  | X | X | X | X | X | X | X | X |  | Silicone
| Tubes Tracheostomy/Laryngectomy | ICU Medical Inc | 67SP030 | TUBE TRACHEOSTOMY SIZE 3.0 L39MM OD4.7MM ID3MM WHITE SILICONE CUFFED STRAIGHT FLANGE MULTIPURPOSE DESIGN WIRE REINFORCED MR CONDITIONAL TRACH TIE IMPROVED WEANING OBTURATOR CE MARKED STERILE PEDIATRIC LATEX FREE PORTEX BIVONA TTS | Silicone | EA | 1 | 163.44 | 164.61 | 172.84 | 183.34 | 191.97 | 25 | 84114.73 | 494 | Alternative | 82% | Tracoe | 36330 | TUBE TRACHEOSTOMY SIZE 3.0 L32MM OD4.9MM ID3MM WHITE SILICONE DEHP FREE KINK RESISTANT EXTENDED LENGTH THERMALLY STABLE NECK STRAP RING OBTURATOR MR CONDITIONAL RADIOPAQUE VERY SOFT TUBE TIP STERILE NEONATAL LATEX FREE TRACOE Silcosoft | EA | 1 | 204 | 204 | 206 | 206 | 206 | 3 | 23840 | 116 | X | X |  | X | X | X | X |  | X | X | X | X | X | X | X | X |  | Silicone
| Tubes Tracheostomy/Laryngectomy | ICU Medical Inc | 67SP030 | TUBE TRACHEOSTOMY SIZE 3.0 L39MM OD4.7MM ID3MM WHITE SILICONE CUFFED STRAIGHT FLANGE MULTIPURPOSE DESIGN WIRE REINFORCED MR CONDITIONAL TRACH TIE IMPROVED WEANING OBTURATOR CE MARKED STERILE PEDIATRIC LATEX FREE PORTEX BIVONA TTS | Silicone | EA | 1 | 163.44 | 164.61 | 172.84 | 183.34 | 191.97 | 25 | 84114.73 | 494 | Alternative | 82% | Tracoe | 37030 | TUBE TRACHEOSTOMY SIZE 3.0 L39MM OD4.9MM ID3MM WHITE SILICONE DEHP FREE CUFFLESS KINK RESISTANT THERMALLY STABLE NECK STRAP RING OBTURATOR MR CONDITIONAL RADIOPAQUE VERY SOFT TUBE TIP STERILE PEDIATRIC LATEX FREE TRACOE Silcosoft | EA | 1 | 63 | 63 | 63 | 63 | 63 | 2 | 1260 | 20 | X | X | X | X | X |  | X |  | X | X | X | X | X | X | X | X |  | Silicone
| Tubes Tracheostomy/Laryngectomy | ICU Medical Inc | 67SP030 | TUBE TRACHEOSTOMY SIZE 3.0 L39MM OD4.7MM ID3MM WHITE SILICONE CUFFED STRAIGHT FLANGE MULTIPURPOSE DESIGN WIRE REINFORCED MR CONDITIONAL TRACH TIE IMPROVED WEANING OBTURATOR CE MARKED STERILE PEDIATRIC LATEX FREE PORTEX BIVONA TTS | Silicone | EA | 1 | 163.44 | 164.61 | 172.84 | 183.34 | 191.97 | 25 | 84114.73 | 494 | Alternative | 82% | Tracoe | 37130 | TUBE TRACHEOSTOMY SIZE 3.0 L39MM OD4.9MM ID3MM WHITE SILICONE DEHP FREE CUFFLESS KINK RESISTANT EXTENDED LENGTH THERMALLY STABLE NECK STRAP RING OBTURATOR MR CONDITIONAL RADIOPAQUE VERY SOFT TUBE TIP STERILE PEDIATRIC LATEX FREE TRACOE Silcosoft | EA | 1 | 91 | 91 | 91 | 91 | 91 | 2 | 5642 | 62 | X | X | X | X | X |  | X |  | X | X | X | X | X | X | X | X |  | Silicone
| Tubes Tracheostomy/Laryngectomy | ICU Medical Inc | 67SP030 | TUBE TRACHEOSTOMY SIZE 3.0 L39MM OD4.7MM ID3MM WHITE SILICONE CUFFED STRAIGHT FLANGE MULTIPURPOSE DESIGN WIRE REINFORCED MR CONDITIONAL TRACH TIE IMPROVED WEANING OBTURATOR CE MARKED STERILE PEDIATRIC LATEX FREE PORTEX BIVONA TTS | Silicone | EA | 1 | 163.44 | 164.61 | 172.84 | 183.34 | 191.97 | 25 | 84114.73 | 494 | Alternative | 82% | Tracoe | 36230 | TUBE TRACHEOSTOMY SIZE 3.0 L32MM OD4.9MM ID3MM WHITE SILICONE DEHP FREE WATER CUFF KINK RESISTANT THERMALLY STABLE NECK STRAP RING OBTURATOR MR CONDITIONAL RADIOPAQUE VERY SOFT TUBE TIP STERILE NEONATAL LATEX FREE TRACOE Silcosoft | EA | 1 | 183.85 | 183.85 | 183.85 | 183.85 | 183.85 | 1 | 735.4 | 4 | X | X |  | X | X | X | X |  | X | X | X | X | X | X | X | X |  | Silicone
| Tubes Tracheostomy/Laryngectomy | ICU Medical Inc | 67SP030 | TUBE TRACHEOSTOMY SIZE 3.0 L39MM OD4.7MM ID3MM WHITE SILICONE CUFFED STRAIGHT FLANGE MULTIPURPOSE DESIGN WIRE REINFORCED MR CONDITIONAL TRACH TIE IMPROVED WEANING OBTURATOR CE MARKED STERILE PEDIATRIC LATEX FREE PORTEX BIVONA TTS | Silicone | EA | 1 | 163.44 | 164.61 | 172.84 | 183.34 | 191.97 | 25 | 84114.73 | 494 | Alternative | 78% | Medtronic Minimally Invasive | 30PEF | TUBE TRACHEOSTOMY SIZE 3.0 L39MM OD4.8MM ID3MM WHITE POLYVINYLCHLORIDE DEHP FREE CUFFLESS INTEGRATED CONNECTOR TRANSPARENT FLANGE TAPE TIE RECESS PROMOTE AIRFLOW FLEXIBLE MR CONDITIONAL PEDIATRIC LATEX FREE DISPOSABLE SHILEY | EA | 1 | 34.33 | 45.07 | 46.41 | 46.43 | 53.82 | 87 | 40945.4418 | 884 | X | X | X | X | X |  | X |  | X | X | X | X |  |  | X | X | X | PVC
| Tubes Tracheostomy/Laryngectomy | ICU Medical Inc | 67SP030 | TUBE TRACHEOSTOMY SIZE 3.0 L39MM OD4.7MM ID3MM WHITE SILICONE CUFFED STRAIGHT FLANGE MULTIPURPOSE DESIGN WIRE REINFORCED MR CONDITIONAL TRACH TIE IMPROVED WEANING OBTURATOR CE MARKED STERILE PEDIATRIC LATEX FREE PORTEX BIVONA TTS | Silicone | EA | 1 | 163.44 | 164.61 | 172.84 | 183.34 | 191.97 | 25 | 84114.73 | 494 | Alternative | 78% | Medtronic Minimally Invasive | 30PCF | TUBE TRACHEOSTOMY SIZE 3.0 L39MM OD4.8MM ID3MM WHITE POLYVINYLCHLORIDE DEHP FREE TAPERGUARD CUFF INTEGRATED CONNECTOR TRANSPARENT FLANGE TAPE TIE RECESS PROMOTE AIRFLOW FLEXIBLE MR CONDITIONAL PEDIATRIC LATEX FREE DISPOSABLE SHILEY | EA | 1 | 46.63 | 60.87 | 64.99 | 66.95 | 73.84 | 24 | 14296.37 | 223 | X | X | X | X | X |  | X |  | X | X | X | X |  |  | X | X | X | PVC
| Tubes Tracheostomy/Laryngectomy | ICU Medical Inc | 67SP030 | TUBE TRACHEOSTOMY SIZE 3.0 L39MM OD4.7MM ID3MM WHITE SILICONE CUFFED STRAIGHT FLANGE MULTIPURPOSE DESIGN WIRE REINFORCED MR CONDITIONAL TRACH TIE IMPROVED WEANING OBTURATOR CE MARKED STERILE PEDIATRIC LATEX FREE PORTEX BIVONA TTS | Silicone | EA | 1 | 163.44 | 164.61 | 172.84 | 183.34 | 191.97 | 25 | 84114.73 | 494 | Alternative | 78% | Medtronic Minimally Invasive | 30PEF | TUBE TRACHEOSTOMY SIZE 3.0 L39MM OD4.8MM ID3MM WHITE POLYVINYLCHLORIDE DEHP FREE CUFFLESS INTEGRATED CONNECTOR TRANSPARENT FLANGE TAPE TIE RECESS PROMOTE AIRFLOW FLEXIBLE MR CONDITIONAL PEDIATRIC LATEX FREE DISPOSABLE SHILEY | BX |  | 39.91 | 39.91 | 40.8 | 45.84 | 46.43 | 4 | 706.41 | 16 | X | X | X | X | X |  | X |  | X | X | X | X |  |  | X | X | X | PVC
| Tubes Tracheostomy/Laryngectomy | ICU Medical Inc | 67SP030 | TUBE TRACHEOSTOMY SIZE 3.0 L39MM OD4.7MM ID3MM WHITE SILICONE CUFFED STRAIGHT FLANGE MULTIPURPOSE DESIGN WIRE REINFORCED MR CONDITIONAL TRACH TIE IMPROVED WEANING OBTURATOR CE MARKED STERILE PEDIATRIC LATEX FREE PORTEX BIVONA TTS | Silicone | EA | 1 | 163.44 | 164.61 | 172.84 | 183.34 | 191.97 | 25 | 84114.73 | 494 | Alternative | 78% | Medtronic Minimally Invasive | 30PEF | TUBE TRACHEOSTOMY SIZE 3.0 L39MM OD4.8MM ID3MM WHITE POLYVINYLCHLORIDE DEHP FREE CUFFLESS INTEGRATED CONNECTOR TRANSPARENT FLANGE TAPE TIE RECESS PROMOTE AIRFLOW FLEXIBLE MR CONDITIONAL PEDIATRIC LATEX FREE DISPOSABLE SHILEY | PK |  | 46.43 | 46.43 | 46.43 | 46.43 | 46.43 | 1 | 46.43 | 1 | X | X | X | X | X |  | X |  | X | X | X | X |  |  | X | X | X | PVC
| Tubes Tracheostomy/Laryngectomy | ICU Medical Inc | 67SP030 | TUBE TRACHEOSTOMY SIZE 3.0 L39MM OD4.7MM ID3MM WHITE SILICONE CUFFED STRAIGHT FLANGE MULTIPURPOSE DESIGN WIRE REINFORCED MR CONDITIONAL TRACH TIE IMPROVED WEANING OBTURATOR CE MARKED STERILE PEDIATRIC LATEX FREE PORTEX BIVONA TTS | Silicone | EA | 1 | 163.44 | 164.61 | 172.84 | 183.34 | 191.97 | 25 | 84114.73 | 494 | Alternative | 78% | Medtronic Minimally Invasive | 30PEF | TUBE TRACHEOSTOMY SIZE 3.0 L39MM OD4.8MM ID3MM WHITE POLYVINYLCHLORIDE DEHP FREE CUFFLESS INTEGRATED CONNECTOR TRANSPARENT FLANGE TAPE TIE RECESS PROMOTE AIRFLOW FLEXIBLE MR CONDITIONAL PEDIATRIC LATEX FREE DISPOSABLE SHILEY | BG |  | 230.85 | 230.85 | 230.85 | 230.85 | 230.85 | 1 | 2308.5 | 10 | X | X | X | X | X |  | X |  | X | X | X | X |  |  | X | X | X | PVC
| Tubes Tracheostomy/Laryngectomy | ICU Medical Inc | 67SP030 | TUBE TRACHEOSTOMY SIZE 3.0 L39MM OD4.7MM ID3MM WHITE SILICONE CUFFED STRAIGHT FLANGE MULTIPURPOSE DESIGN WIRE REINFORCED MR CONDITIONAL TRACH TIE IMPROVED WEANING OBTURATOR CE MARKED STERILE PEDIATRIC LATEX FREE PORTEX BIVONA TTS | Silicone | EA | 1 | 163.44 | 164.61 | 172.84 | 183.34 | 191.97 | 25 | 84114.73 | 494 | Alternative | 78% | Medtronic Minimally Invasive | 30PEFP | TUBE TRACHEOSTOMY SIZE 3.0 L39MM OD4.8MM ID3MM WHITE POLYVINYLCHLORIDE DEHP FREE CUFFLESS INTEGRATED CONNECTOR TRANSPARENT FLANGE TAPE TIE RECESS PROMOTE AIRFLOW FLEXIBLE MR CONDITIONAL PEDIATRIC LATEX FREE DISPOSABLE SHILEY | [10 empty] | X | X | X | X | X |  | X |  | X | X | X | X |  |  | X | X | X | PVC
| Tubes Tracheostomy/Laryngectomy | ICU Medical Inc | 67SP035 | TUBE TRACHEOSTOMY SIZE 3.5 L40MM OD5.3MM ID3.5MM WHITE SILICONE CUFFED STRAIGHT FLANGE MULTIPURPOSE DESIGN WIRE REINFORCED MR CONDITIONAL TRACH TIE IMPROVED WEANING OBTURATOR CE MARKED STERILE PEDIATRIC LATEX FREE PORTEX BIVONA TTS | Silicone | EA | 1 | 155.66 | 164.61 | 172.84 | 183.34 | 193.63 | 31 | 89447.13 | 527 | Alternative | 91% | Tracoe | 37335 | TUBE TRACHEOSTOMY SIZE 3.5 L40MM OD5.4MM ID3.5MM WHITE SILICONE DEHP FREE KINK RESISTANT EXTENDED LENGTH THERMALLY STABLE NECK STRAP RING OBTURATOR MR CONDITIONAL RADIOPAQUE VERY SOFT TUBE TIP STERILE PEDIATRIC LATEX FREE TRACOE Silcosoft | EA | 1 | 200 | 204 | 206 | 212 | 212 | 6 | 87750 | 428 | X | X | X | X | X | X | X |  | X | X | X | X | X | X | X | X |  | Silicone
| Tubes Tracheostomy/Laryngectomy | ICU Medical Inc | 67SP035 | TUBE TRACHEOSTOMY SIZE 3.5 L40MM OD5.3MM ID3.5MM WHITE SILICONE CUFFED STRAIGHT FLANGE MULTIPURPOSE DESIGN WIRE REINFORCED MR CONDITIONAL TRACH TIE IMPROVED WEANING OBTURATOR CE MARKED STERILE PEDIATRIC LATEX FREE PORTEX BIVONA TTS | Silicone | EA | 1 | 155.66 | 164.61 | 172.84 | 183.34 | 193.63 | 31 | 89447.13 | 527 | Alternative | 91% | Tracoe | 37235 | TUBE TRACHEOSTOMY SIZE 3.5 L40MM OD5.4MM ID3.5MM WHITE SILICONE DEHP FREE WATER CUFF KINK RESISTANT THERMALLY STABLE NECK STRAP RING OBTURATOR MR CONDITIONAL RADIOPAQUE VERY SOFT TUBE TIP STERILE PEDIATRIC LATEX FREE TRACOE Silcosoft | EA | 1 | 183 | 183 | 183 | 194 | 194 | 2 | 10468 | 56 | X | X | X | X | X | X | X |  | X | X | X | X | X | X | X | X |  | Silicone
| Tubes Tracheostomy/Laryngectomy | ICU Medical Inc | 67SP035 | TUBE TRACHEOSTOMY SIZE 3.5 L40MM OD5.3MM ID3.5MM WHITE SILICONE CUFFED STRAIGHT FLANGE MULTIPURPOSE DESIGN WIRE REINFORCED MR CONDITIONAL TRACH TIE IMPROVED WEANING OBTURATOR CE MARKED STERILE PEDIATRIC LATEX FREE PORTEX BIVONA TTS | Silicone | EA | 1 | 155.66 | 164.61 | 172.84 | 183.34 | 193.63 | 31 | 89447.13 | 527 | Alternative | 82% | Tracoe | 36335 | TUBE TRACHEOSTOMY SIZE 3.5 L34MM OD5.4MM ID3.5MM WHITE SILICONE DEHP FREE KINK RESISTANT EXTENDED LENGTH THERMALLY STABLE NECK STRAP RING OBTURATOR MR CONDITIONAL RADIOPAQUE VERY SOFT TUBE TIP STERILE NEONATAL LATEX FREE TRACOE Silcosoft | EA | 1 | 204 | 206 | 206 | 212 | 212 | 5 | 28356 | 138 | X | X |  | X | X | X | X |  | X | X | X | X | X | X | X | X |  | Silicone
| Tubes Tracheostomy/Laryngectomy | ICU Medical Inc | 67SP035 | TUBE TRACHEOSTOMY SIZE 3.5 L40MM OD5.3MM ID3.5MM WHITE SILICONE CUFFED STRAIGHT FLANGE MULTIPURPOSE DESIGN WIRE REINFORCED MR CONDITIONAL TRACH TIE IMPROVED WEANING OBTURATOR CE MARKED STERILE PEDIATRIC LATEX FREE PORTEX BIVONA TTS | Silicone | EA | 1 | 155.66 | 164.61 | 172.84 | 183.34 | 193.63 | 31 | 89447.13 | 527 | Alternative | 82% | Tracoe | 37035 | TUBE TRACHEOSTOMY SIZE 3.5 L40MM OD5.4MM ID3.5MM WHITE SILICONE DEHP FREE CUFFLESS KINK RESISTANT THERMALLY STABLE NECK STRAP RING OBTURATOR MR CONDITIONAL RADIOPAQUE VERY SOFT TUBE TIP STERILE PEDIATRIC LATEX FREE TRACOE Silcosoft | EA | 1 | 63 | 63 | 63 | 68 | 68 | 3 | 3185 | 50 | X | X | X | X | X |  | X |  | X | X | X | X | X | X | X | X |  | Silicone
| Tubes Tracheostomy/Laryngectomy | ICU Medical Inc | 67SP035 | TUBE TRACHEOSTOMY SIZE 3.5 L40MM OD5.3MM ID3.5MM WHITE SILICONE CUFFED STRAIGHT FLANGE MULTIPURPOSE DESIGN WIRE REINFORCED MR CONDITIONAL TRACH TIE IMPROVED WEANING OBTURATOR CE MARKED STERILE PEDIATRIC LATEX FREE PORTEX BIVONA TTS | Silicone | EA | 1 | 155.66 | 164.61 | 172.84 | 183.34 | 193.63 | 31 | 89447.13 | 527 | Alternative | 82% | Tracoe | 37135 | TUBE TRACHEOSTOMY SIZE 3.5 L40MM OD5.4MM ID3.5MM WHITE SILICONE DEHP FREE CUFFLESS KINK RESISTANT EXTENDED LENGTH THERMALLY STABLE NECK STRAP RING OBTURATOR MR CONDITIONAL RADIOPAQUE VERY SOFT TUBE TIP STERILE PEDIATRIC LATEX FREE TRACOE Silcosoft | EA | 1 | 91 | 91 | 91 | 91 | 91 | 2 | 12285 | 135 | X | X | X | X | X |  | X |  | X | X | X | X | X | X | X | X |  | Silicone
| Tubes Tracheostomy/Laryngectomy | ICU Medical Inc | 67SP035 | TUBE TRACHEOSTOMY SIZE 3.5 L40MM OD5.3MM ID3.5MM WHITE SILICONE CUFFED STRAIGHT FLANGE MULTIPURPOSE DESIGN WIRE REINFORCED MR CONDITIONAL TRACH TIE IMPROVED WEANING OBTURATOR CE MARKED STERILE PEDIATRIC LATEX FREE PORTEX BIVONA TTS | Silicone | EA | 1 | 155.66 | 164.61 | 172.84 | 183.34 | 193.63 | 31 | 89447.13 | 527 | Alternative | 82% | Tracoe | 36235 | TUBE TRACHEOSTOMY SIZE 3.5 L34MM OD5.4MM ID3.5MM WHITE SILICONE DEHP FREE WATER CUFF KINK RESISTANT THERMALLY STABLE NECK STRAP RING OBTURATOR MR CONDITIONAL RADIOPAQUE VERY SOFT TUBE TIP STERILE NEONATAL LATEX FREE TRACOE Silcosoft | EA | 1 | 183.85 | 183.85 | 183.85 | 194 | 194 | 2 | 1327.55 | 7 | X | X |  | X | X | X | X |  | X | X | X | X | X | X | X | X |  | Silicone
| Tubes Tracheostomy/Laryngectomy | ICU Medical Inc | 67SP035 | TUBE TRACHEOSTOMY SIZE 3.5 L40MM OD5.3MM ID3.5MM WHITE SILICONE CUFFED STRAIGHT FLANGE MULTIPURPOSE DESIGN WIRE REINFORCED MR CONDITIONAL TRACH TIE IMPROVED WEANING OBTURATOR CE MARKED STERILE PEDIATRIC LATEX FREE PORTEX BIVONA TTS | Silicone | EA | 1 | 155.66 | 164.61 | 172.84 | 183.34 | 193.63 | 31 | 89447.13 | 527 | Alternative | 78% | Medtronic Minimally Invasive | 35PEF | TUBE TRACHEOSTOMY SIZE 3.5 L40MM OD5.4MM ID3.5MM WHITE POLYVINYLCHLORIDE DEHP FREE CUFFLESS INTEGRATED CONNECTOR TRANSPARENT FLANGE TAPE TIE RECESS PROMOTE AIRFLOW FLEXIBLE MR CONDITIONAL PEDIATRIC LATEX FREE DISPOSABLE SHILEY | EA | 1 | 39.91 | 45.5 | 45.96 | 46.43 | 55.2 | 101 | 60357.95 | 1307 | X | X | X | X | X |  | X |  | X | X | X | X |  |  | X | X | X | PVC
| Tubes Tracheostomy/Laryngectomy | ICU Medical Inc | 67SP035 | TUBE TRACHEOSTOMY SIZE 3.5 L40MM OD5.3MM ID3.5MM WHITE SILICONE CUFFED STRAIGHT FLANGE MULTIPURPOSE DESIGN WIRE REINFORCED MR CONDITIONAL TRACH TIE IMPROVED WEANING OBTURATOR CE MARKED STERILE PEDIATRIC LATEX FREE PORTEX BIVONA TTS | Silicone | EA | 1 | 155.66 | 164.61 | 172.84 | 183.34 | 193.63 | 31 | 89447.13 | 527 | Alternative | 78% | Medtronic Minimally Invasive | 35PCF | TUBE TRACHEOSTOMY SIZE 3.5 L40MM OD5.4MM ID3.5MM WHITE POLYVINYLCHLORIDE DEHP FREE TAPERGUARD CUFF INTEGRATED CONNECTOR TRANSPARENT FLANGE TAPE TIE RECESS PROMOTE AIRFLOW FLEXIBLE MR CONDITIONAL PEDIATRIC LATEX FREE DISPOSABLE SHILEY | EA | 1 | 46.63 | 58.67 | 64.98 | 67.65 | 73.84 | 31 | 17597.69 | 276 | X | X | X | X | X |  | X |  | X | X | X | X |  |  | X | X | X | PVC
| Tubes Tracheostomy/Laryngectomy | ICU Medical Inc | 67SP035 | TUBE TRACHEOSTOMY SIZE 3.5 L40MM OD5.3MM ID3.5MM WHITE SILICONE CUFFED STRAIGHT FLANGE MULTIPURPOSE DESIGN WIRE REINFORCED MR CONDITIONAL TRACH TIE IMPROVED WEANING OBTURATOR CE MARKED STERILE PEDIATRIC LATEX FREE PORTEX BIVONA TTS | Silicone | EA | 1 | 155.66 | 164.61 | 172.84 | 183.34 | 193.63 | 31 | 89447.13 | 527 | Alternative | 78% | Medtronic Minimally Invasive | 35PEF | TUBE TRACHEOSTOMY SIZE 3.5 L40MM OD5.4MM ID3.5MM WHITE POLYVINYLCHLORIDE DEHP FREE CUFFLESS INTEGRATED CONNECTOR TRANSPARENT FLANGE TAPE TIE RECESS PROMOTE AIRFLOW FLEXIBLE MR CONDITIONAL PEDIATRIC LATEX FREE DISPOSABLE SHILEY | BX |  | 29.07 | 29.07 | 45.04 | 45.04 | 46.64 | 8 | 1884.2 | 50 | X | X | X | X | X |  | X |  | X | X | X | X |  |  | X | X | X | PVC
| Tubes Tracheostomy/Laryngectomy | ICU Medical Inc | 67SP035 | TUBE TRACHEOSTOMY SIZE 3.5 L40MM OD5.3MM ID3.5MM WHITE SILICONE CUFFED STRAIGHT FLANGE MULTIPURPOSE DESIGN WIRE REINFORCED MR CONDITIONAL TRACH TIE IMPROVED WEANING OBTURATOR CE MARKED STERILE PEDIATRIC LATEX FREE PORTEX BIVONA TTS | Silicone | EA | 1 | 155.66 | 164.61 | 172.84 | 183.34 | 193.63 | 31 | 89447.13 | 527 | Alternative | 78% | Medtronic Minimally Invasive | 35PEF | TUBE TRACHEOSTOMY SIZE 3.5 L40MM OD5.4MM ID3.5MM WHITE POLYVINYLCHLORIDE DEHP FREE CUFFLESS INTEGRATED CONNECTOR TRANSPARENT FLANGE TAPE TIE RECESS PROMOTE AIRFLOW FLEXIBLE MR CONDITIONAL PEDIATRIC LATEX FREE DISPOSABLE SHILEY | CS |  | 31.85 | 31.85 | 31.85 | 31.85 | 31.85 | 1 | 445.9 | 14 | X | X | X | X | X |  | X |  | X | X | X | X |  |  | X | X | X | PVC
| Tubes Tracheostomy/Laryngectomy | ICU Medical Inc | 67SP035 | TUBE TRACHEOSTOMY SIZE 3.5 L40MM OD5.3MM ID3.5MM WHITE SILICONE CUFFED STRAIGHT FLANGE MULTIPURPOSE DESIGN WIRE REINFORCED MR CONDITIONAL TRACH TIE IMPROVED WEANING OBTURATOR CE MARKED STERILE PEDIATRIC LATEX FREE PORTEX BIVONA TTS | Silicone | EA | 1 | 155.66 | 164.61 | 172.84 | 183.34 | 193.63 | 31 | 89447.13 | 527 | Alternative | 78% | Medtronic Minimally Invasive | 35PCF | TUBE TRACHEOSTOMY SIZE 3.5 L40MM OD5.4MM ID3.5MM WHITE POLYVINYLCHLORIDE DEHP FREE TAPERGUARD CUFF INTEGRATED CONNECTOR TRANSPARENT FLANGE TAPE TIE RECESS PROMOTE AIRFLOW FLEXIBLE MR CONDITIONAL PEDIATRIC LATEX FREE DISPOSABLE SHILEY | BX |  | 56.81 | 56.81 | 56.81 | 56.81 | 56.81 | 1 | 340.86 | 6 | X | X | X | X | X |  | X |  | X | X | X | X |  |  | X | X | X | PVC
| Tubes Tracheostomy/Laryngectomy | ICU Medical Inc | 67SP035 | TUBE TRACHEOSTOMY SIZE 3.5 L40MM OD5.3MM ID3.5MM WHITE SILICONE CUFFED STRAIGHT FLANGE MULTIPURPOSE DESIGN WIRE REINFORCED MR CONDITIONAL TRACH TIE IMPROVED WEANING OBTURATOR CE MARKED STERILE PEDIATRIC LATEX FREE PORTEX BIVONA TTS | Silicone | EA | 1 | 155.66 | 164.61 | 172.84 | 183.34 | 193.63 | 31 | 89447.13 | 527 | Alternative | 78% | Medtronic Minimally Invasive | 35PEFP | TUBE TRACHEOSTOMY SIZE 3.5 L40MM OD5.4MM ID3.5MM WHITE POLYVINYLCHLORIDE DEHP FREE CUFFLESS INTEGRATED CONNECTOR TRANSPARENT FLANGE TAPE TIE RECESS PROMOTE AIRFLOW FLEXIBLE MR CONDITIONAL PEDIATRIC LATEX FREE DISPOSABLE SHILEY | [10 empty] | X | X | X | X | X |  | X |  | X | X | X | X |  |  | X | X | X | PVC
| Tubes Tracheostomy/Laryngectomy | ICU Medical Inc | 67SP040 | TUBE TRACHEOSTOMY SIZE 4.0 L41MM OD6MM ID4MM WHITE SILICONE CUFFED STRAIGHT FLANGE MULTIPURPOSE DESIGN WIRE REINFORCED MR CONDITIONAL TRACH TIE IMPROVED WEANING OBTURATOR CE MARKED STERILE PEDIATRIC LATEX FREE PORTEX BIVONA TTS | Silicone | EA | 1 | 155.66 | 164.61 | 172.84 | 181.48 | 195.87 | 29 | 108376.13 | 651 | Alternative | 91% | Tracoe | 37340 | TUBE TRACHEOSTOMY SIZE 4.0 L41MM OD6MM ID4MM WHITE SILICONE DEHP FREE KINK RESISTANT EXTENDED LENGTH THERMALLY STABLE NECK STRAP RING OBTURATOR MR CONDITIONAL RADIOPAQUE VERY SOFT TUBE TIP STERILE PEDIATRIC LATEX FREE TRACOE Silcosoft | EA | 1 | 204 | 206 | 206 | 212 | 212 | 5 | 35780 | 174 | X | X | X | X | X | X | X |  | X | X | X | X | X | X | X | X |  | Silicone
| Tubes Tracheostomy/Laryngectomy | ICU Medical Inc | 67SP040 | TUBE TRACHEOSTOMY SIZE 4.0 L41MM OD6MM ID4MM WHITE SILICONE CUFFED STRAIGHT FLANGE MULTIPURPOSE DESIGN WIRE REINFORCED MR CONDITIONAL TRACH TIE IMPROVED WEANING OBTURATOR CE MARKED STERILE PEDIATRIC LATEX FREE PORTEX BIVONA TTS | Silicone | EA | 1 | 155.66 | 164.61 | 172.84 | 181.48 | 195.87 | 29 | 108376.13 | 651 | Alternative | 91% | Tracoe | 37240 | TUBE TRACHEOSTOMY SIZE 4.0 L41MM OD6MM ID4MM WHITE SILICONE DEHP FREE WATER CUFF KINK RESISTANT THERMALLY STABLE NECK STRAP RING OBTURATOR MR CONDITIONAL RADIOPAQUE VERY SOFT TUBE TIP STERILE PEDIATRIC LATEX FREE TRACOE Silcosoft | EA | 1 | 183 | 183 | 183 | 194 | 194 | 2 | 6460 | 35 | X | X | X | X | X | X | X |  | X | X | X | X | X | X | X | X |  | Silicone
| Tubes Tracheostomy/Laryngectomy | ICU Medical Inc | 67SP040 | TUBE TRACHEOSTOMY SIZE 4.0 L41MM OD6MM ID4MM WHITE SILICONE CUFFED STRAIGHT FLANGE MULTIPURPOSE DESIGN WIRE REINFORCED MR CONDITIONAL TRACH TIE IMPROVED WEANING OBTURATOR CE MARKED STERILE PEDIATRIC LATEX FREE PORTEX BIVONA TTS | Silicone | EA | 1 | 155.66 | 164.61 | 172.84 | 181.48 | 195.87 | 29 | 108376.13 | 651 | Alternative | 82% | Tracoe | 37040 | TUBE TRACHEOSTOMY SIZE 4.0 L41MM OD6MM ID4MM WHITE SILICONE DEHP FREE CUFFLESS KINK RESISTANT THERMALLY STABLE NECK STRAP RING OBTURATOR MR CONDITIONAL RADIOPAQUE VERY SOFT TUBE TIP STERILE PEDIATRIC LATEX FREE TRACOE Silcosoft | EA | 1 | 63 | 63 | 63 | 68 | 68 | 4 | 3661 | 57 | X | X | X | X | X |  | X |  | X | X | X | X | X | X | X | X |  | Silicone
| Tubes Tracheostomy/Laryngectomy | ICU Medical Inc | 67SP040 | TUBE TRACHEOSTOMY SIZE 4.0 L41MM OD6MM ID4MM WHITE SILICONE CUFFED STRAIGHT FLANGE MULTIPURPOSE DESIGN WIRE REINFORCED MR CONDITIONAL TRACH TIE IMPROVED WEANING OBTURATOR CE MARKED STERILE PEDIATRIC LATEX FREE PORTEX BIVONA TTS | Silicone | EA | 1 | 155.66 | 164.61 | 172.84 | 181.48 | 195.87 | 29 | 108376.13 | 651 | Alternative | 82% | Tracoe | 36340 | TUBE TRACHEOSTOMY SIZE 4.0 L36MM OD6MM ID4MM WHITE SILICONE DEHP FREE KINK RESISTANT EXTENDED LENGTH THERMALLY STABLE NECK STRAP RING OBTURATOR MR CONDITIONAL RADIOPAQUE VERY SOFT TUBE TIP STERILE NEONATAL LATEX FREE TRACOE Silcosoft | EA | 1 | 204 | 204 | 206 | 212 | 212 | 4 | 19200 | 93 | X | X |  | X | X | X | X |  | X | X | X | X | X | X | X | X |  | Silicone
| Tubes Tracheostomy/Laryngectomy | ICU Medical Inc | 67SP040 | TUBE TRACHEOSTOMY SIZE 4.0 L41MM OD6MM ID4MM WHITE SILICONE CUFFED STRAIGHT FLANGE MULTIPURPOSE DESIGN WIRE REINFORCED MR CONDITIONAL TRACH TIE IMPROVED WEANING OBTURATOR CE MARKED STERILE PEDIATRIC LATEX FREE PORTEX BIVONA TTS | Silicone | EA | 1 | 155.66 | 164.61 | 172.84 | 181.48 | 195.87 | 29 | 108376.13 | 651 | Alternative | 82% | Tracoe | 37140 | TUBE TRACHEOSTOMY SIZE 4.0 L41MM OD6MM ID4MM WHITE SILICONE DEHP FREE CUFFLESS KINK RESISTANT EXTENDED LENGTH THERMALLY STABLE NECK STRAP RING OBTURATOR MR CONDITIONAL RADIOPAQUE VERY SOFT TUBE TIP STERILE PEDIATRIC LATEX FREE TRACOE Silcosoft | EA | 1 | 68 | 68 | 91 | 91 | 91 | 3 | 5686 | 64 | X | X | X | X | X |  | X |  | X | X | X | X | X | X | X | X |  | Silicone
| Tubes Tracheostomy/Laryngectomy | ICU Medical Inc | 67SP040 | TUBE TRACHEOSTOMY SIZE 4.0 L41MM OD6MM ID4MM WHITE SILICONE CUFFED STRAIGHT FLANGE MULTIPURPOSE DESIGN WIRE REINFORCED MR CONDITIONAL TRACH TIE IMPROVED WEANING OBTURATOR CE MARKED STERILE PEDIATRIC LATEX FREE PORTEX BIVONA TTS | Silicone | EA | 1 | 155.66 | 164.61 | 172.84 | 181.48 | 195.87 | 29 | 108376.13 | 651 | Alternative | 82% | Tracoe | 36240 | TUBE TRACHEOSTOMY SIZE 4.0 L36MM OD6MM ID4MM WHITE SILICONE DEHP FREE WATER CUFF KINK RESISTANT THERMALLY STABLE NECK STRAP RING OBTURATOR MR CONDITIONAL RADIOPAQUE VERY SOFT TUBE TIP STERILE NEONATAL LATEX FREE TRACOE Silcosoft | EA | 1 | 183.85 | 183.85 | 183.85 | 194 | 194 | 2 | 1899.4 | 10 | X | X |  | X | X | X | X |  | X | X | X | X | X | X | X | X |  | Silicone
| Tubes Tracheostomy/Laryngectomy | ICU Medical Inc | 67SP040 | TUBE TRACHEOSTOMY SIZE 4.0 L41MM OD6MM ID4MM WHITE SILICONE CUFFED STRAIGHT FLANGE MULTIPURPOSE DESIGN WIRE REINFORCED MR CONDITIONAL TRACH TIE IMPROVED WEANING OBTURATOR CE MARKED STERILE PEDIATRIC LATEX FREE PORTEX BIVONA TTS | Silicone | EA | 1 | 155.66 | 164.61 | 172.84 | 181.48 | 195.87 | 29 | 108376.13 | 651 | Alternative | 78% | Medtronic Minimally Invasive | 40PEF | TUBE TRACHEOSTOMY SIZE 4.0 L41MM OD6MM ID4MM WHITE POLYVINYLCHLORIDE DEHP FREE CUFFLESS INTEGRATED CONNECTOR TRANSPARENT FLANGE TAPE TIE RECESS PROMOTE AIRFLOW FLEXIBLE MR CONDITIONAL PEDIATRIC LATEX FREE DISPOSABLE SHILEY | EA | 1 | 36.39 | 44.8 | 45.5 | 46.43 | 55.2 | 114 | 67766.96 | 1465 | X | X | X | X | X |  | X |  | X | X | X | X |  |  | X | X | X | PVC
| Tubes Tracheostomy/Laryngectomy | ICU Medical Inc | 67SP040 | TUBE TRACHEOSTOMY SIZE 4.0 L41MM OD6MM ID4MM WHITE SILICONE CUFFED STRAIGHT FLANGE MULTIPURPOSE DESIGN WIRE REINFORCED MR CONDITIONAL TRACH TIE IMPROVED WEANING OBTURATOR CE MARKED STERILE PEDIATRIC LATEX FREE PORTEX BIVONA TTS | Silicone | EA | 1 | 155.66 | 164.61 | 172.84 | 181.48 | 195.87 | 29 | 108376.13 | 651 | Alternative | 78% | Medtronic Minimally Invasive | 40PCF | TUBE TRACHEOSTOMY SIZE 4.0 L41MM OD6MM ID4MM WHITE POLYVINYLCHLORIDE DEHP FREE TAPERGUARD CUFF INTEGRATED CONNECTOR TRANSPARENT FLANGE TAPE TIE RECESS PROMOTE AIRFLOW FLEXIBLE MR CONDITIONAL PEDIATRIC LATEX FREE DISPOSABLE SHILEY | EA | 1 | 45.5 | 58.67 | 60.43 | 65 | 73.84 | 61 | 31732.5998 | 514 | X | X | X | X | X |  | X |  | X | X | X | X |  |  | X | X | X | PVC
| Tubes Tracheostomy/Laryngectomy | ICU Medical Inc | 67SP040 | TUBE TRACHEOSTOMY SIZE 4.0 L41MM OD6MM ID4MM WHITE SILICONE CUFFED STRAIGHT FLANGE MULTIPURPOSE DESIGN WIRE REINFORCED MR CONDITIONAL TRACH TIE IMPROVED WEANING OBTURATOR CE MARKED STERILE PEDIATRIC LATEX FREE PORTEX BIVONA TTS | Silicone | EA | 1 | 155.66 | 164.61 | 172.84 | 181.48 | 195.87 | 29 | 108376.13 | 651 | Alternative | 78% | Medtronic Minimally Invasive | 40PEF | TUBE TRACHEOSTOMY SIZE 4.0 L41MM OD6MM ID4MM WHITE POLYVINYLCHLORIDE DEHP FREE CUFFLESS INTEGRATED CONNECTOR TRANSPARENT FLANGE TAPE TIE RECESS PROMOTE AIRFLOW FLEXIBLE MR CONDITIONAL PEDIATRIC LATEX FREE DISPOSABLE SHILEY | BX |  | 40.31 | 42.77 | 45.04 | 45.5 | 46.43 | 8 | 2508.61 | 57 | X | X | X | X | X |  | X |  | X | X | X | X |  |  | X | X | X | PVC
| Tubes Tracheostomy/Laryngectomy | ICU Medical Inc | 67SP040 | TUBE TRACHEOSTOMY SIZE 4.0 L41MM OD6MM ID4MM WHITE SILICONE CUFFED STRAIGHT FLANGE MULTIPURPOSE DESIGN WIRE REINFORCED MR CONDITIONAL TRACH TIE IMPROVED WEANING OBTURATOR CE MARKED STERILE PEDIATRIC LATEX FREE PORTEX BIVONA TTS | Silicone | EA | 1 | 155.66 | 164.61 | 172.84 | 181.48 | 195.87 | 29 | 108376.13 | 651 | Alternative | 78% | Medtronic Minimally Invasive | 40PCF | TUBE TRACHEOSTOMY SIZE 4.0 L41MM OD6MM ID4MM WHITE POLYVINYLCHLORIDE DEHP FREE TAPERGUARD CUFF INTEGRATED CONNECTOR TRANSPARENT FLANGE TAPE TIE RECESS PROMOTE AIRFLOW FLEXIBLE MR CONDITIONAL PEDIATRIC LATEX FREE DISPOSABLE SHILEY | BX |  | 39.02 | 39.02 | 39.02 | 65 | 65 | 2 | 273.04 | 5 | X | X | X | X | X |  | X |  | X | X | X | X |  |  | X | X | X | PVC
| Tubes Tracheostomy/Laryngectomy | ICU Medical Inc | 67SP040 | TUBE TRACHEOSTOMY SIZE 4.0 L41MM OD6MM ID4MM WHITE SILICONE CUFFED STRAIGHT FLANGE MULTIPURPOSE DESIGN WIRE REINFORCED MR CONDITIONAL TRACH TIE IMPROVED WEANING OBTURATOR CE MARKED STERILE PEDIATRIC LATEX FREE PORTEX BIVONA TTS | Silicone | EA | 1 | 155.66 | 164.61 | 172.84 | 181.48 | 195.87 | 29 | 108376.13 | 651 | Alternative | 78% | Medtronic Minimally Invasive | 40PCF | TUBE TRACHEOSTOMY SIZE 4.0 L41MM OD6MM ID4MM WHITE POLYVINYLCHLORIDE DEHP FREE TAPERGUARD CUFF INTEGRATED CONNECTOR TRANSPARENT FLANGE TAPE TIE RECESS PROMOTE AIRFLOW FLEXIBLE MR CONDITIONAL PEDIATRIC LATEX FREE DISPOSABLE SHILEY | PK |  | 69.1 | 69.1 | 69.1 | 69.1 | 69.1 | 1 | 276.4 | 4 | X | X | X | X | X |  | X |  | X | X | X | X |  |  | X | X | X | PVC
| Tubes Tracheostomy/Laryngectomy | ICU Medical Inc | 67SP040 | TUBE TRACHEOSTOMY SIZE 4.0 L41MM OD6MM ID4MM WHITE SILICONE CUFFED STRAIGHT FLANGE MULTIPURPOSE DESIGN WIRE REINFORCED MR CONDITIONAL TRACH TIE IMPROVED WEANING OBTURATOR CE MARKED STERILE PEDIATRIC LATEX FREE PORTEX BIVONA TTS | Silicone | EA | 1 | 155.66 | 164.61 | 172.84 | 181.48 | 195.87 | 29 | 108376.13 | 651 | Alternative | 78% | Medtronic Minimally Invasive | 40PEF | TUBE TRACHEOSTOMY SIZE 4.0 L41MM OD6MM ID4MM WHITE POLYVINYLCHLORIDE DEHP FREE CUFFLESS INTEGRATED CONNECTOR TRANSPARENT FLANGE TAPE TIE RECESS PROMOTE AIRFLOW FLEXIBLE MR CONDITIONAL PEDIATRIC LATEX FREE DISPOSABLE SHILEY | CS |  | 45.5 | 45.5 | 45.5 | 45.5 | 45.5 | 1 | 91 | 2 | X | X | X | X | X |  | X |  | X | X | X | X |  |  | X | X | X | PVC
| Tubes Tracheostomy/Laryngectomy | ICU Medical Inc | 67SP040 | TUBE TRACHEOSTOMY SIZE 4.0 L41MM OD6MM ID4MM WHITE SILICONE CUFFED STRAIGHT FLANGE MULTIPURPOSE DESIGN WIRE REINFORCED MR CONDITIONAL TRACH TIE IMPROVED WEANING OBTURATOR CE MARKED STERILE PEDIATRIC LATEX FREE PORTEX BIVONA TTS | Silicone | EA | 1 | 155.66 | 164.61 | 172.84 | 181.48 | 195.87 | 29 | 108376.13 | 651 | Alternative | 78% | Medtronic Minimally Invasive | 40PEFP | TUBE TRACHEOSTOMY SIZE 4.0 L41MM OD6MM ID4MM WHITE POLYVINYLCHLORIDE DEHP FREE CUFFLESS INTEGRATED CONNECTOR TRANSPARENT FLANGE TAPE TIE RECESS PROMOTE AIRFLOW FLEXIBLE MR CONDITIONAL PEDIATRIC LATEX FREE DISPOSABLE SHILEY | [10 empty] | X | X | X | X | X |  | X |  | X | X | X | X |  |  | X | X | X | PVC
| Tubes Tracheostomy/Laryngectomy | ICU Medical Inc | 67SP045 | TUBE TRACHEOSTOMY SIZE 4.5 L42MM OD6.7MM ID4.5MM WHITE SILICONE CUFFED STRAIGHT FLANGE MULTIPURPOSE DESIGN WIRE REINFORCED MR CONDITIONAL TRACH TIE IMPROVED WEANING OBTURATOR CE MARKED STERILE PEDIATRIC LATEX FREE PORTEX BIVONA TTS | Silicone | EA | 1 | 155.66 | 164.61 | 172.84 | 183.34 | 218.36 | 34 | 109208.75 | 647 | Alternative | 91% | Tracoe | 37245 | TUBE TRACHEOSTOMY SIZE 4.5 L42MM OD6.6MM ID4.5MM WHITE SILICONE DEHP FREE WATER CUFF KINK RESISTANT THERMALLY STABLE NECK STRAP RING OBTURATOR MR CONDITIONAL RADIOPAQUE VERY SOFT TUBE TIP STERILE PEDIATRIC LATEX FREE TRACOE Silcosoft | EA | 1 | 183.85 | 183.85 | 194 | 194 | 194 | 3 | 3573.1 | 18 | X | X | X | X | X | X | X |  | X | X | X | X | X | X | X | X |  | Silicone
| Tubes Tracheostomy/Laryngectomy | ICU Medical Inc | 67SP045 | TUBE TRACHEOSTOMY SIZE 4.5 L42MM OD6.7MM ID4.5MM WHITE SILICONE CUFFED STRAIGHT FLANGE MULTIPURPOSE DESIGN WIRE REINFORCED MR CONDITIONAL TRACH TIE IMPROVED WEANING OBTURATOR CE MARKED STERILE PEDIATRIC LATEX FREE PORTEX BIVONA TTS | Silicone | EA | 1 | 155.66 | 164.61 | 172.84 | 183.34 | 218.36 | 34 | 109208.75 | 647 | Alternative | 91% | Tracoe | 37345 | TUBE TRACHEOSTOMY SIZE 4.5 L42MM OD6.6MM ID4.5MM WHITE SILICONE DEHP FREE KINK RESISTANT EXTENDED LENGTH THERMALLY STABLE NECK STRAP RING OBTURATOR MR CONDITIONAL RADIOPAQUE VERY SOFT TUBE TIP STERILE PEDIATRIC LATEX FREE TRACOE Silcosoft | EA | 1 | 204 | 204 | 206 | 206 | 206 | 3 | 21572 | 105 | X | X | X | X | X | X | X |  | X | X | X | X | X | X | X | X |  | Silicone
| Tubes Tracheostomy/Laryngectomy | ICU Medical Inc | 67SP045 | TUBE TRACHEOSTOMY SIZE 4.5 L42MM OD6.7MM ID4.5MM WHITE SILICONE CUFFED STRAIGHT FLANGE MULTIPURPOSE DESIGN WIRE REINFORCED MR CONDITIONAL TRACH TIE IMPROVED WEANING OBTURATOR CE MARKED STERILE PEDIATRIC LATEX FREE PORTEX BIVONA TTS | Silicone | EA | 1 | 155.66 | 164.61 | 172.84 | 183.34 | 218.36 | 34 | 109208.75 | 647 | Alternative | 82% | Tracoe | 37145 | TUBE TRACHEOSTOMY SIZE 4.5 L42MM OD6.6MM ID4.5MM WHITE SILICONE DEHP FREE CUFFLESS KINK RESISTANT EXTENDED LENGTH THERMALLY STABLE NECK STRAP RING OBTURATOR MR CONDITIONAL RADIOPAQUE VERY SOFT TUBE TIP STERILE PEDIATRIC LATEX FREE TRACOE Silcosoft | EA | 1 | 68 | 68 | 91 | 91 | 91 | 3 | 4503 | 51 | X | X | X | X | X |  | X |  | X | X | X | X | X | X | X | X |  | Silicone
| Tubes Tracheostomy/Laryngectomy | ICU Medical Inc | 67SP045 | TUBE TRACHEOSTOMY SIZE 4.5 L42MM OD6.7MM ID4.5MM WHITE SILICONE CUFFED STRAIGHT FLANGE MULTIPURPOSE DESIGN WIRE REINFORCED MR CONDITIONAL TRACH TIE IMPROVED WEANING OBTURATOR CE MARKED STERILE PEDIATRIC LATEX FREE PORTEX BIVONA TTS | Silicone | EA | 1 | 155.66 | 164.61 | 172.84 | 183.34 | 218.36 | 34 | 109208.75 | 647 | Alternative | 82% | Tracoe | 37045 | TUBE TRACHEOSTOMY SIZE 4.5 L42MM OD6.6MM ID4.5MM WHITE SILICONE DEHP FREE CUFFLESS KINK RESISTANT THERMALLY STABLE NECK STRAP RING OBTURATOR MR CONDITIONAL RADIOPAQUE VERY SOFT TUBE TIP STERILE PEDIATRIC LATEX FREE TRACOE Silcosoft | EA | 1 | 63 | 63 | 63 | 68 | 68 | 2 | 1348 | 21 | X | X | X | X | X |  | X |  | X | X | X | X | X | X | X | X |  | Silicone
| Tubes Tracheostomy/Laryngectomy | ICU Medical Inc | 67SP045 | TUBE TRACHEOSTOMY SIZE 4.5 L42MM OD6.7MM ID4.5MM WHITE SILICONE CUFFED STRAIGHT FLANGE MULTIPURPOSE DESIGN WIRE REINFORCED MR CONDITIONAL TRACH TIE IMPROVED WEANING OBTURATOR CE MARKED STERILE PEDIATRIC LATEX FREE PORTEX BIVONA TTS | Silicone | EA | 1 | 155.66 | 164.61 | 172.84 | 183.34 | 218.36 | 34 | 109208.75 | 647 | Alternative | 82% | Tracoe | 37045 | TUBE TRACHEOSTOMY SIZE 4.5 L42MM OD6.6MM ID4.5MM WHITE SILICONE DEHP FREE CUFFLESS KINK RESISTANT THERMALLY STABLE NECK STRAP RING OBTURATOR MR CONDITIONAL RADIOPAQUE VERY SOFT TUBE TIP STERILE PEDIATRIC LATEX FREE TRACOE Silcosoft | BX |  | 68 | 68 | 68 | 68 | 68 | 1 | 204 | 3 | X | X | X | X | X |  | X |  | X | X | X | X | X | X | X | X |  | Silicone
| Tubes Tracheostomy/Laryngectomy | ICU Medical Inc | 67SP045 | TUBE TRACHEOSTOMY SIZE 4.5 L42MM OD6.7MM ID4.5MM WHITE SILICONE CUFFED STRAIGHT FLANGE MULTIPURPOSE DESIGN WIRE REINFORCED MR CONDITIONAL TRACH TIE IMPROVED WEANING OBTURATOR CE MARKED STERILE PEDIATRIC LATEX FREE PORTEX BIVONA TTS | Silicone | EA | 1 | 155.66 | 164.61 | 172.84 | 183.34 | 218.36 | 34 | 109208.75 | 647 | Alternative | 78% | Medtronic Minimally Invasive | 45PEF | TUBE TRACHEOSTOMY SIZE 4.5 L42MM OD6.7MM ID4.5MM WHITE POLYVINYLCHLORIDE DEHP FREE CUFFLESS INTEGRATED CONNECTOR TRANSPARENT FLANGE TAPE TIE RECESS PROMOTE AIRFLOW FLEXIBLE MR CONDITIONAL PEDIATRIC LATEX FREE DISPOSABLE SHILEY | EA | 1 | 39.91 | 45.5 | 45.95 | 46.43 | 53.62 | 91 | 43970.54 | 945 | X | X | X | X | X |  | X |  | X | X | X | X |  |  | X | X | X | PVC
| Tubes Tracheostomy/Laryngectomy | ICU Medical Inc | 67SP045 | TUBE TRACHEOSTOMY SIZE 4.5 L42MM OD6.7MM ID4.5MM WHITE SILICONE CUFFED STRAIGHT FLANGE MULTIPURPOSE DESIGN WIRE REINFORCED MR CONDITIONAL TRACH TIE IMPROVED WEANING OBTURATOR CE MARKED STERILE PEDIATRIC LATEX FREE PORTEX BIVONA TTS | Silicone | EA | 1 | 155.66 | 164.61 | 172.84 | 183.34 | 218.36 | 34 | 109208.75 | 647 | Alternative | 78% | Medtronic Minimally Invasive | 45PCF | TUBE TRACHEOSTOMY SIZE 4.5 L42MM OD6.7MM ID4.5MM WHITE POLYVINYLCHLORIDE DEHP FREE TAPERGUARD CUFF INTEGRATED CONNECTOR TRANSPARENT FLANGE TAPE TIE RECESS PROMOTE AIRFLOW FLEXIBLE MR CONDITIONAL PEDIATRIC LATEX FREE DISPOSABLE SHILEY | EA | 1 | 45.5 | 58.67 | 60.87 | 65 | 72.12 | 51 | 32840.0198 | 521 | X | X | X | X | X |  | X |  | X | X | X | X |  |  | X | X | X | PVC
| Tubes Tracheostomy/Laryngectomy | ICU Medical Inc | 67SP045 | TUBE TRACHEOSTOMY SIZE 4.5 L42MM OD6.7MM ID4.5MM WHITE SILICONE CUFFED STRAIGHT FLANGE MULTIPURPOSE DESIGN WIRE REINFORCED MR CONDITIONAL TRACH TIE IMPROVED WEANING OBTURATOR CE MARKED STERILE PEDIATRIC LATEX FREE PORTEX BIVONA TTS | Silicone | EA | 1 | 155.66 | 164.61 | 172.84 | 183.34 | 218.36 | 34 | 109208.75 | 647 | Alternative | 78% | Medtronic Minimally Invasive | 45PEF | TUBE TRACHEOSTOMY SIZE 4.5 L42MM OD6.7MM ID4.5MM WHITE POLYVINYLCHLORIDE DEHP FREE CUFFLESS INTEGRATED CONNECTOR TRANSPARENT FLANGE TAPE TIE RECESS PROMOTE AIRFLOW FLEXIBLE MR CONDITIONAL PEDIATRIC LATEX FREE DISPOSABLE SHILEY | BX |  | 45.84 | 46.43 | 46.43 | 46.43 | 49.6 | 5 | 10117.24 | 218 | X | X | X | X | X |  | X |  | X | X | X | X |  |  | X | X | X | PVC
| Tubes Tracheostomy/Laryngectomy | ICU Medical Inc | 67SP045 | TUBE TRACHEOSTOMY SIZE 4.5 L42MM OD6.7MM ID4.5MM WHITE SILICONE CUFFED STRAIGHT FLANGE MULTIPURPOSE DESIGN WIRE REINFORCED MR CONDITIONAL TRACH TIE IMPROVED WEANING OBTURATOR CE MARKED STERILE PEDIATRIC LATEX FREE PORTEX BIVONA TTS | Silicone | EA | 1 | 155.66 | 164.61 | 172.84 | 183.34 | 218.36 | 34 | 109208.75 | 647 | Alternative | 78% | Medtronic Minimally Invasive | 45PCF | TUBE TRACHEOSTOMY SIZE 4.5 L42MM OD6.7MM ID4.5MM WHITE POLYVINYLCHLORIDE DEHP FREE TAPERGUARD CUFF INTEGRATED CONNECTOR TRANSPARENT FLANGE TAPE TIE RECESS PROMOTE AIRFLOW FLEXIBLE MR CONDITIONAL PEDIATRIC LATEX FREE DISPOSABLE SHILEY | BX |  | 39.02 | 39.02 | 58.93 | 59.11 | 65 | 4 | 2819.26 | 44 | X | X | X | X | X |  | X |  | X | X | X | X |  |  | X | X | X | PVC
| Tubes Tracheostomy/Laryngectomy | ICU Medical Inc | 67SP045 | TUBE TRACHEOSTOMY SIZE 4.5 L42MM OD6.7MM ID4.5MM WHITE SILICONE CUFFED STRAIGHT FLANGE MULTIPURPOSE DESIGN WIRE REINFORCED MR CONDITIONAL TRACH TIE IMPROVED WEANING OBTURATOR CE MARKED STERILE PEDIATRIC LATEX FREE PORTEX BIVONA TTS | Silicone | EA | 1 | 155.66 | 164.61 | 172.84 | 183.34 | 218.36 | 34 | 109208.75 | 647 | Alternative | 78% | Medtronic Minimally Invasive | 45PEF | TUBE TRACHEOSTOMY SIZE 4.5 L42MM OD6.7MM ID4.5MM WHITE POLYVINYLCHLORIDE DEHP FREE CUFFLESS INTEGRATED CONNECTOR TRANSPARENT FLANGE TAPE TIE RECESS PROMOTE AIRFLOW FLEXIBLE MR CONDITIONAL PEDIATRIC LATEX FREE DISPOSABLE SHILEY | PK |  | 46.43 | 46.43 | 46.43 | 46.43 | 46.43 | 2 | 185.72 | 4 | X | X | X | X | X |  | X |  | X | X | X | X |  |  | X | X | X | PVC
| Tubes Tracheostomy/Laryngectomy | ICU Medical Inc | 67SP045 | TUBE TRACHEOSTOMY SIZE 4.5 L42MM OD6.7MM ID4.5MM WHITE SILICONE CUFFED STRAIGHT FLANGE MULTIPURPOSE DESIGN WIRE REINFORCED MR CONDITIONAL TRACH TIE IMPROVED WEANING OBTURATOR CE MARKED STERILE PEDIATRIC LATEX FREE PORTEX BIVONA TTS | Silicone | EA | 1 | 155.66 | 164.61 | 172.84 | 183.34 | 218.36 | 34 | 109208.75 | 647 | Alternative | 78% | Medtronic Minimally Invasive | 45PCF | TUBE TRACHEOSTOMY SIZE 4.5 L42MM OD6.7MM ID4.5MM WHITE POLYVINYLCHLORIDE DEHP FREE TAPERGUARD CUFF INTEGRATED CONNECTOR TRANSPARENT FLANGE TAPE TIE RECESS PROMOTE AIRFLOW FLEXIBLE MR CONDITIONAL PEDIATRIC LATEX FREE DISPOSABLE SHILEY | PK |  | 69.1 | 69.1 | 69.1 | 69.1 | 69.1 | 1 | 69.1 | 1 | X | X | X | X | X |  | X |  | X | X | X | X |  |  | X | X | X | PVC
| Tubes Tracheostomy/Laryngectomy | ICU Medical Inc | 67SP045 | TUBE TRACHEOSTOMY SIZE 4.5 L42MM OD6.7MM ID4.5MM WHITE SILICONE CUFFED STRAIGHT FLANGE MULTIPURPOSE DESIGN WIRE REINFORCED MR CONDITIONAL TRACH TIE IMPROVED WEANING OBTURATOR CE MARKED STERILE PEDIATRIC LATEX FREE PORTEX BIVONA TTS | Silicone | EA | 1 | 155.66 | 164.61 | 172.84 | 183.34 | 218.36 | 34 | 109208.75 | 647 | Alternative | 78% | Medtronic Minimally Invasive | 45PEFP | TUBE TRACHEOSTOMY SIZE 4.5 L42MM OD6.7MM ID4.5MM WHITE POLYVINYLCHLORIDE DEHP FREE CUFFLESS INTEGRATED CONNECTOR TRANSPARENT FLANGE TAPE TIE RECESS PROMOTE AIRFLOW FLEXIBLE MR CONDITIONAL PEDIATRIC LATEX FREE DISPOSABLE SHILEY | [10 empty] | X | X | X | X | X |  | X |  | X | X | X | X |  |  | X | X | X | PVC
| Tubes Tracheostomy/Laryngectomy | ICU Medical Inc | 67SP050 | TUBE TRACHEOSTOMY SIZE 5.0 L44MM OD7.3MM ID5MM WHITE SILICONE CUFFED STRAIGHT FLANGE MULTIPURPOSE DESIGN WIRE REINFORCED MR CONDITIONAL TRACH TIE IMPROVED WEANING OBTURATOR CE MARKED STERILE PEDIATRIC LATEX FREE PORTEX BIVONA TTS | Silicone | EA | 1 | 155.66 | 164.61 | 172.18 | 181.48 | 191.97 | 28 | 96163.47 | 566 | Alternative | 91% | Tracoe | 37350 | TUBE TRACHEOSTOMY SIZE 5.0 L44MM OD7.3MM ID5MM WHITE SILICONE DEHP FREE KINK RESISTANT EXTENDED LENGTH THERMALLY STABLE NECK STRAP RING OBTURATOR MR CONDITIONAL RADIOPAQUE VERY SOFT TUBE TIP STERILE PEDIATRIC LATEX FREE TRACOE Silcosoft | EA | 1 | 200 | 200 | 204 | 206 | 206 | 3 | 12850 | 63 | X | X | X | X | X | X | X |  | X | X | X | X | X | X | X | X |  | Silicone
| Tubes Tracheostomy/Laryngectomy | ICU Medical Inc | 67SP050 | TUBE TRACHEOSTOMY SIZE 5.0 L44MM OD7.3MM ID5MM WHITE SILICONE CUFFED STRAIGHT FLANGE MULTIPURPOSE DESIGN WIRE REINFORCED MR CONDITIONAL TRACH TIE IMPROVED WEANING OBTURATOR CE MARKED STERILE PEDIATRIC LATEX FREE PORTEX BIVONA TTS | Silicone | EA | 1 | 155.66 | 164.61 | 172.18 | 181.48 | 191.97 | 28 | 96163.47 | 566 | Alternative | 91% | Tracoe | 37250 | TUBE TRACHEOSTOMY SIZE 5.0 L44MM OD7.3MM ID5MM WHITE SILICONE DEHP FREE WATER CUFF KINK RESISTANT THERMALLY STABLE NECK STRAP RING OBTURATOR MR CONDITIONAL RADIOPAQUE VERY SOFT TUBE TIP STERILE PEDIATRIC LATEX FREE TRACOE Silcosoft | EA | 1 | 183.85 | 183.85 | 183.85 | 194 | 194 | 2 | 1511.4 | 8 | X | X | X | X | X | X | X |  | X | X | X | X | X | X | X | X |  | Silicone
| Tubes Tracheostomy/Laryngectomy | ICU Medical Inc | 67SP050 | TUBE TRACHEOSTOMY SIZE 5.0 L44MM OD7.3MM ID5MM WHITE SILICONE CUFFED STRAIGHT FLANGE MULTIPURPOSE DESIGN WIRE REINFORCED MR CONDITIONAL TRACH TIE IMPROVED WEANING OBTURATOR CE MARKED STERILE PEDIATRIC LATEX FREE PORTEX BIVONA TTS | Silicone | EA | 1 | 155.66 | 164.61 | 172.18 | 181.48 | 191.97 | 28 | 96163.47 | 566 | Alternative | 82% | Tracoe | 37050 | TUBE TRACHEOSTOMY SIZE 5.0 L44MM OD7.3MM ID5MM WHITE SILICONE DEHP FREE CUFFLESS KINK RESISTANT THERMALLY STABLE NECK STRAP RING OBTURATOR MR CONDITIONAL RADIOPAQUE VERY SOFT TUBE TIP STERILE PEDIATRIC LATEX FREE TRACOE Silcosoft | EA | 1 | 63 | 63 | 63 | 68 | 68 | 2 | 1373 | 21 | X | X | X | X | X |  | X |  | X | X | X | X | X | X | X | X |  | Silicone
| Tubes Tracheostomy/Laryngectomy | ICU Medical Inc | 67SP050 | TUBE TRACHEOSTOMY SIZE 5.0 L44MM OD7.3MM ID5MM WHITE SILICONE CUFFED STRAIGHT FLANGE MULTIPURPOSE DESIGN WIRE REINFORCED MR CONDITIONAL TRACH TIE IMPROVED WEANING OBTURATOR CE MARKED STERILE PEDIATRIC LATEX FREE PORTEX BIVONA TTS | Silicone | EA | 1 | 155.66 | 164.61 | 172.18 | 181.48 | 191.97 | 28 | 96163.47 | 566 | Alternative | 82% | Tracoe | 37150 | TUBE TRACHEOSTOMY SIZE 5.0 L44MM OD7.3MM ID5MM WHITE SILICONE DEHP FREE CUFFLESS KINK RESISTANT EXTENDED LENGTH THERMALLY STABLE NECK STRAP RING OBTURATOR MR CONDITIONAL RADIOPAQUE VERY SOFT TUBE TIP STERILE PEDIATRIC LATEX FREE TRACOE Silcosoft | EA | 1 | 91 | 91 | 91 | 91 | 91 | 2 | 1911 | 21 | X | X | X | X | X |  | X |  | X | X | X | X | X | X | X | X |  | Silicone
| Tubes Tracheostomy/Laryngectomy | ICU Medical Inc | 67SP050 | TUBE TRACHEOSTOMY SIZE 5.0 L44MM OD7.3MM ID5MM WHITE SILICONE CUFFED STRAIGHT FLANGE MULTIPURPOSE DESIGN WIRE REINFORCED MR CONDITIONAL TRACH TIE IMPROVED WEANING OBTURATOR CE MARKED STERILE PEDIATRIC LATEX FREE PORTEX BIVONA TTS | Silicone | EA | 1 | 155.66 | 164.61 | 172.18 | 181.48 | 191.97 | 28 | 96163.47 | 566 | Alternative | 78% | Medtronic Minimally Invasive | 50PEF | TUBE TRACHEOSTOMY SIZE 5.0 L44MM OD7.3MM ID5MM WHITE POLYVINYLCHLORIDE DEHP FREE CUFFLESS INTEGRATED CONNECTOR TRANSPARENT FLANGE TAPE TIE RECESS PROMOTE AIRFLOW FLEXIBLE MR CONDITIONAL PEDIATRIC LATEX FREE DISPOSABLE SHILEY | EA | 1 | 39.91 | 45.07 | 45.96 | 46.75 | 54.44 | 100 | 38878.65 | 831 | X | X | X | X | X |  | X |  | X | X | X | X |  |  | X | X | X | PVC
| Tubes Tracheostomy/Laryngectomy | ICU Medical Inc | 67SP050 | TUBE TRACHEOSTOMY SIZE 5.0 L44MM OD7.3MM ID5MM WHITE SILICONE CUFFED STRAIGHT FLANGE MULTIPURPOSE DESIGN WIRE REINFORCED MR CONDITIONAL TRACH TIE IMPROVED WEANING OBTURATOR CE MARKED STERILE PEDIATRIC LATEX FREE PORTEX BIVONA TTS | Silicone | EA | 1 | 155.66 | 164.61 | 172.18 | 181.48 | 191.97 | 28 | 96163.47 | 566 | Alternative | 78% | Medtronic Minimally Invasive | 50PCF | TUBE TRACHEOSTOMY SIZE 5.0 L44MM OD7.3MM ID5MM WHITE POLYVINYLCHLORIDE DEHP FREE TAPERGUARD CUFF INTEGRATED CONNECTOR TRANSPARENT FLANGE TAPE TIE RECESS PROMOTE AIRFLOW FLEXIBLE MR CONDITIONAL PEDIATRIC LATEX FREE DISPOSABLE SHILEY | EA | 1 | 45.2317 | 58.67 | 60.54 | 65 | 73.42 | 59 | 31421.0402 | 508 | X | X | X | X | X |  | X |  | X | X | X | X |  |  | X | X | X | PVC
| Tubes Tracheostomy/Laryngectomy | ICU Medical Inc | 67SP050 | TUBE TRACHEOSTOMY SIZE 5.0 L44MM OD7.3MM ID5MM WHITE SILICONE CUFFED STRAIGHT FLANGE MULTIPURPOSE DESIGN WIRE REINFORCED MR CONDITIONAL TRACH TIE IMPROVED WEANING OBTURATOR CE MARKED STERILE PEDIATRIC LATEX FREE PORTEX BIVONA TTS | Silicone | EA | 1 | 155.66 | 164.61 | 172.18 | 181.48 | 191.97 | 28 | 96163.47 | 566 | Alternative | 78% | Medtronic Minimally Invasive | 50PEF | TUBE TRACHEOSTOMY SIZE 5.0 L44MM OD7.3MM ID5MM WHITE POLYVINYLCHLORIDE DEHP FREE CUFFLESS INTEGRATED CONNECTOR TRANSPARENT FLANGE TAPE TIE RECESS PROMOTE AIRFLOW FLEXIBLE MR CONDITIONAL PEDIATRIC LATEX FREE DISPOSABLE SHILEY | BX |  | 40.31 | 45.5 | 45.95 | 46.43 | 53.09 | 11 | 7217.81 | 156 | X | X | X | X | X |  | X |  | X | X | X | X |  |  | X | X | X | PVC
| Tubes Tracheostomy/Laryngectomy | ICU Medical Inc | 67SP050 | TUBE TRACHEOSTOMY SIZE 5.0 L44MM OD7.3MM ID5MM WHITE SILICONE CUFFED STRAIGHT FLANGE MULTIPURPOSE DESIGN WIRE REINFORCED MR CONDITIONAL TRACH TIE IMPROVED WEANING OBTURATOR CE MARKED STERILE PEDIATRIC LATEX FREE PORTEX BIVONA TTS | Silicone | EA | 1 | 155.66 | 164.61 | 172.18 | 181.48 | 191.97 | 28 | 96163.47 | 566 | Alternative | 78% | Medtronic Minimally Invasive | 50PCF | TUBE TRACHEOSTOMY SIZE 5.0 L44MM OD7.3MM ID5MM WHITE POLYVINYLCHLORIDE DEHP FREE TAPERGUARD CUFF INTEGRATED CONNECTOR TRANSPARENT FLANGE TAPE TIE RECESS PROMOTE AIRFLOW FLEXIBLE MR CONDITIONAL PEDIATRIC LATEX FREE DISPOSABLE SHILEY | BX |  | 39.02 | 39.02 | 58.93 | 59.11 | 65 | 4 | 645.19 | 11 | X | X | X | X | X |  | X |  | X | X | X | X |  |  | X | X | X | PVC
| Tubes Tracheostomy/Laryngectomy | ICU Medical Inc | 67SP050 | TUBE TRACHEOSTOMY SIZE 5.0 L44MM OD7.3MM ID5MM WHITE SILICONE CUFFED STRAIGHT FLANGE MULTIPURPOSE DESIGN WIRE REINFORCED MR CONDITIONAL TRACH TIE IMPROVED WEANING OBTURATOR CE MARKED STERILE PEDIATRIC LATEX FREE PORTEX BIVONA TTS | Silicone | EA | 1 | 155.66 | 164.61 | 172.18 | 181.48 | 191.97 | 28 | 96163.47 | 566 | Alternative | 78% | Medtronic Minimally Invasive | 50PCF | TUBE TRACHEOSTOMY SIZE 5.0 L44MM OD7.3MM ID5MM WHITE POLYVINYLCHLORIDE DEHP FREE TAPERGUARD CUFF INTEGRATED CONNECTOR TRANSPARENT FLANGE TAPE TIE RECESS PROMOTE AIRFLOW FLEXIBLE MR CONDITIONAL PEDIATRIC LATEX FREE DISPOSABLE SHILEY | PK |  | 69.1 | 69.1 | 69.1 | 69.1 | 69.1 | 1 | 276.4 | 4 | X | X | X | X | X |  | X |  | X | X | X | X |  |  | X | X | X | PVC
| Tubes Tracheostomy/Laryngectomy | ICU Medical Inc | 67SP050 | TUBE TRACHEOSTOMY SIZE 5.0 L44MM OD7.3MM ID5MM WHITE SILICONE CUFFED STRAIGHT FLANGE MULTIPURPOSE DESIGN WIRE REINFORCED MR CONDITIONAL TRACH TIE IMPROVED WEANING OBTURATOR CE MARKED STERILE PEDIATRIC LATEX FREE PORTEX BIVONA TTS | Silicone | EA | 1 | 155.66 | 164.61 | 172.18 | 181.48 | 191.97 | 28 | 96163.47 | 566 | Alternative | 78% | Medtronic Minimally Invasive | 50PEFP | TUBE TRACHEOSTOMY SIZE 5.0 L44MM OD7.3MM ID5MM WHITE POLYVINYLCHLORIDE DEHP FREE CUFFLESS INTEGRATED CONNECTOR TRANSPARENT FLANGE TAPE TIE RECESS PROMOTE AIRFLOW FLEXIBLE MR CONDITIONAL PEDIATRIC LATEX FREE DISPOSABLE SHILEY | [10 empty] | X | X | X | X | X |  | X |  | X | X | X | X |  |  | X | X | X | PVC
| Tubes Tracheostomy/Laryngectomy | ICU Medical Inc | 67SP055 | TUBE TRACHEOSTOMY SIZE 5.5 L46MM OD8MM ID5.5MM WHITE SILICONE CUFFED STRAIGHT FLANGE MULTIPURPOSE DESIGN WIRE REINFORCED MR CONDITIONAL TRACH TIE IMPROVED WEANING OBTURATOR CE MARKED STERILE PEDIATRIC LATEX FREE PORTEX BIVONA TTS | Silicone | EA | 1 | 160.48 | 163.45 | 172.18 | 177.41 | 190.16 | 24 | 65104.33 | 373 | Alternative | 82% | Tracoe | 37255 | TUBE TRACHEOSTOMY SIZE 5.5 L46MM OD8.4MM ID5.5MM WHITE SILICONE DEHP FREE WATER CUFF KINK RESISTANT THERMALLY STABLE NECK STRAP RING OBTURATOR MR CONDITIONAL RADIOPAQUE VERY SOFT TUBE TIP STERILE PEDIATRIC LATEX FREE TRACOE Silcosoft | EA | 1 | 183.85 | 183.85 | 183.85 | 194 | 194 | 2 | 1123.4 | 6 | X |  | X | X | X | X | X |  | X | X | X | X | X | X | X | X |  | Silicone
| Tubes Tracheostomy/Laryngectomy | ICU Medical Inc | 67SP055 | TUBE TRACHEOSTOMY SIZE 5.5 L46MM OD8MM ID5.5MM WHITE SILICONE CUFFED STRAIGHT FLANGE MULTIPURPOSE DESIGN WIRE REINFORCED MR CONDITIONAL TRACH TIE IMPROVED WEANING OBTURATOR CE MARKED STERILE PEDIATRIC LATEX FREE PORTEX BIVONA TTS | Silicone | EA | 1 | 160.48 | 163.45 | 172.18 | 177.41 | 190.16 | 24 | 65104.33 | 373 | Alternative | 82% | Tracoe | 37355 | TUBE TRACHEOSTOMY SIZE 5.5 L46MM OD8.4MM ID5.5MM WHITE SILICONE DEHP FREE KINK RESISTANT EXTENDED LENGTH THERMALLY STABLE NECK STRAP RING OBTURATOR MR CONDITIONAL RADIOPAQUE VERY SOFT TUBE TIP STERILE PEDIATRIC LATEX FREE TRACOE Silcosoft | EA | 1 | 206 | 206 | 206 | 212 | 212 | 2 | 5156 | 25 | X |  | X | X | X | X | X |  | X | X | X | X | X | X | X | X |  | Silicone
| Tubes Tracheostomy/Laryngectomy | ICU Medical Inc | 67SP055 | TUBE TRACHEOSTOMY SIZE 5.5 L46MM OD8MM ID5.5MM WHITE SILICONE CUFFED STRAIGHT FLANGE MULTIPURPOSE DESIGN WIRE REINFORCED MR CONDITIONAL TRACH TIE IMPROVED WEANING OBTURATOR CE MARKED STERILE PEDIATRIC LATEX FREE PORTEX BIVONA TTS | Silicone | EA | 1 | 160.48 | 163.45 | 172.18 | 177.41 | 190.16 | 24 | 65104.33 | 373 | Alternative | 78% | Medtronic Minimally Invasive | 55PEF | TUBE TRACHEOSTOMY SIZE 5.5 L46MM OD7.9MM ID5.5MM WHITE POLYVINYLCHLORIDE DEHP FREE CUFFLESS INTEGRATED CONNECTOR TRANSPARENT FLANGE TAPE TIE RECESS PROMOTE AIRFLOW FLEXIBLE MR CONDITIONAL PEDIATRIC LATEX FREE DISPOSABLE SHILEY | EA | 1 | 39.91 | 45.5 | 46.42 | 46.75 | 54.68 | 69 | 24512.4963 | 523 | X | X | X | X | X |  | X |  | X | X | X | X |  |  | X | X | X | PVC
| Tubes Tracheostomy/Laryngectomy | ICU Medical Inc | 67SP055 | TUBE TRACHEOSTOMY SIZE 5.5 L46MM OD8MM ID5.5MM WHITE SILICONE CUFFED STRAIGHT FLANGE MULTIPURPOSE DESIGN WIRE REINFORCED MR CONDITIONAL TRACH TIE IMPROVED WEANING OBTURATOR CE MARKED STERILE PEDIATRIC LATEX FREE PORTEX BIVONA TTS | Silicone | EA | 1 | 160.48 | 163.45 | 172.18 | 177.41 | 190.16 | 24 | 65104.33 | 373 | Alternative | 78% | Medtronic Minimally Invasive | 55PCF | TUBE TRACHEOSTOMY SIZE 5.5 L46MM OD7.9MM ID5.5MM WHITE POLYVINYLCHLORIDE DEHP FREE TAPERGUARD CUFF INTEGRATED CONNECTOR TRANSPARENT FLANGE TAPE TIE RECESS PROMOTE AIRFLOW FLEXIBLE MR CONDITIONAL PEDIATRIC LATEX FREE DISPOSABLE SHILEY | EA | 1 | 45.2317 | 49.34 | 59.11 | 65 | 73.841 | 52 | 30163.5722 | 490 | X | X | X | X | X |  | X |  | X | X | X | X |  |  | X | X | X | PVC
| Tubes Tracheostomy/Laryngectomy | ICU Medical Inc | 67SP055 | TUBE TRACHEOSTOMY SIZE 5.5 L46MM OD8MM ID5.5MM WHITE SILICONE CUFFED STRAIGHT FLANGE MULTIPURPOSE DESIGN WIRE REINFORCED MR CONDITIONAL TRACH TIE IMPROVED WEANING OBTURATOR CE MARKED STERILE PEDIATRIC LATEX FREE PORTEX BIVONA TTS | Silicone | EA | 1 | 160.48 | 163.45 | 172.18 | 177.41 | 190.16 | 24 | 65104.33 | 373 | Alternative | 78% | Medtronic Minimally Invasive | 55PCF | TUBE TRACHEOSTOMY SIZE 5.5 L46MM OD7.9MM ID5.5MM WHITE POLYVINYLCHLORIDE DEHP FREE TAPERGUARD CUFF INTEGRATED CONNECTOR TRANSPARENT FLANGE TAPE TIE RECESS PROMOTE AIRFLOW FLEXIBLE MR CONDITIONAL PEDIATRIC LATEX FREE DISPOSABLE SHILEY | BX |  | 39.02 | 39.02 | 58.93 | 59.11 | 59.11 | 3 | 1080.93 | 19 | X | X | X | X | X |  | X |  | X | X | X | X |  |  | X | X | X | PVC
| Tubes Tracheostomy/Laryngectomy | ICU Medical Inc | 67SP055 | TUBE TRACHEOSTOMY SIZE 5.5 L46MM OD8MM ID5.5MM WHITE SILICONE CUFFED STRAIGHT FLANGE MULTIPURPOSE DESIGN WIRE REINFORCED MR CONDITIONAL TRACH TIE IMPROVED WEANING OBTURATOR CE MARKED STERILE PEDIATRIC LATEX FREE PORTEX BIVONA TTS | Silicone | EA | 1 | 160.48 | 163.45 | 172.18 | 177.41 | 190.16 | 24 | 65104.33 | 373 | Alternative | 78% | Medtronic Minimally Invasive | 55PEF | TUBE TRACHEOSTOMY SIZE 5.5 L46MM OD7.9MM ID5.5MM WHITE POLYVINYLCHLORIDE DEHP FREE CUFFLESS INTEGRATED CONNECTOR TRANSPARENT FLANGE TAPE TIE RECESS PROMOTE AIRFLOW FLEXIBLE MR CONDITIONAL PEDIATRIC LATEX FREE DISPOSABLE SHILEY | BX |  | 27.08 | 27.08 | 27.08 | 46.43 | 46.43 | 2 | 4762.94 | 103 | X | X | X | X | X |  | X |  | X | X | X | X |  |  | X | X | X | PVC
| Tubes Tracheostomy/Laryngectomy | ICU Medical Inc | 67SP055 | TUBE TRACHEOSTOMY SIZE 5.5 L46MM OD8MM ID5.5MM WHITE SILICONE CUFFED STRAIGHT FLANGE MULTIPURPOSE DESIGN WIRE REINFORCED MR CONDITIONAL TRACH TIE IMPROVED WEANING OBTURATOR CE MARKED STERILE PEDIATRIC LATEX FREE PORTEX BIVONA TTS | Silicone | EA | 1 | 160.48 | 163.45 | 172.18 | 177.41 | 190.16 | 24 | 65104.33 | 373 | Alternative | 78% | Medtronic Minimally Invasive | 55PCF | TUBE TRACHEOSTOMY SIZE 5.5 L46MM OD7.9MM ID5.5MM WHITE POLYVINYLCHLORIDE DEHP FREE TAPERGUARD CUFF INTEGRATED CONNECTOR TRANSPARENT FLANGE TAPE TIE RECESS PROMOTE AIRFLOW FLEXIBLE MR CONDITIONAL PEDIATRIC LATEX FREE DISPOSABLE SHILEY | PK |  | 69.1 | 69.1 | 69.1 | 69.1 | 69.1 | 1 | 69.1 | 1 | X | X | X | X | X |  | X |  | X | X | X | X |  |  | X | X | X | PVC
| Tubes Tracheostomy/Laryngectomy | ICU Medical Inc | 67SP055 | TUBE TRACHEOSTOMY SIZE 5.5 L46MM OD8MM ID5.5MM WHITE SILICONE CUFFED STRAIGHT FLANGE MULTIPURPOSE DESIGN WIRE REINFORCED MR CONDITIONAL TRACH TIE IMPROVED WEANING OBTURATOR CE MARKED STERILE PEDIATRIC LATEX FREE PORTEX BIVONA TTS | Silicone | EA | 1 | 160.48 | 163.45 | 172.18 | 177.41 | 190.16 | 24 | 65104.33 | 373 | Alternative | 78% | Medtronic Minimally Invasive | 55PEF | TUBE TRACHEOSTOMY SIZE 5.5 L46MM OD7.9MM ID5.5MM WHITE POLYVINYLCHLORIDE DEHP FREE CUFFLESS INTEGRATED CONNECTOR TRANSPARENT FLANGE TAPE TIE RECESS PROMOTE AIRFLOW FLEXIBLE MR CONDITIONAL PEDIATRIC LATEX FREE DISPOSABLE SHILEY | CS |  | 43.38 | 43.38 | 43.38 | 43.38 | 43.38 | 1 | 86.76 | 2 | X | X | X | X | X |  | X |  | X | X | X | X |  |  | X | X | X | PVC
| Tubes Tracheostomy/Laryngectomy | ICU Medical Inc | 67SP055 | TUBE TRACHEOSTOMY SIZE 5.5 L46MM OD8MM ID5.5MM WHITE SILICONE CUFFED STRAIGHT FLANGE MULTIPURPOSE DESIGN WIRE REINFORCED MR CONDITIONAL TRACH TIE IMPROVED WEANING OBTURATOR CE MARKED STERILE PEDIATRIC LATEX FREE PORTEX BIVONA TTS | Silicone | EA | 1 | 160.48 | 163.45 | 172.18 | 177.41 | 190.16 | 24 | 65104.33 | 373 | Alternative | 78% | Medtronic Minimally Invasive | 55PEFP | TUBE TRACHEOSTOMY SIZE 5.5 L46MM OD7.9MM ID5.5MM WHITE POLYVINYLCHLORIDE DEHP FREE CUFFLESS INTEGRATED CONNECTOR TRANSPARENT FLANGE TAPE TIE RECESS PROMOTE AIRFLOW FLEXIBLE MR CONDITIONAL PEDIATRIC LATEX FREE DISPOSABLE SHILEY | [10 empty] | X | X | X | X | X |  | X |  | X | X | X | X |  |  | X | X | X | PVC
| Tubes Tracheostomy/Laryngectomy | ICU Medical Inc | 67P025 | TUBE TRACHEOSTOMY SIZE 2.5 L38MM OD4MM ID2.5MM WHITE SILICONE CUFFED V FLANGE MULTIPURPOSE DESIGN WIRE REINFORCED MR CONDITIONAL TRACH TIE IMPROVED WEANING OBTURATOR CE MARKED STERILE PEDIATRIC LATEX FREE PORTEX BIVONA TTS | Silicone | EA | 1 | 157.14 | 163.44 | 164.61 | 172.84 | 189.48 | 14 | 16816.44 | 101 | Alternative | 81% | Medtronic Minimally Invasive | 25PCF | TUBE TRACHEOSTOMY SIZE 2.5 L39MM OD4.2MM ID2.5MM WHITE POLYVINYLCHLORIDE DEHP FREE TAPERGUARD CUFF INTEGRATED CONNECTOR TRANSPARENT FLANGE TAPE TIE RECESS PROMOTE AIRFLOW FLEXIBLE MR CONDITIONAL PEDIATRIC LATEX FREE DISPOSABLE SHILEY | EA | 1 | 45.2317 | 46.63 | 58.95 | 69.03 | 71.86 | 11 | 4681.9602 | 76 | X | X | X | X | X |  | X |  | X | X | X | X |  | X | X | X | X | PVC
| Tubes Tracheostomy/Laryngectomy | ICU Medical Inc | 67P025 | TUBE TRACHEOSTOMY SIZE 2.5 L38MM OD4MM ID2.5MM WHITE SILICONE CUFFED V FLANGE MULTIPURPOSE DESIGN WIRE REINFORCED MR CONDITIONAL TRACH TIE IMPROVED WEANING OBTURATOR CE MARKED STERILE PEDIATRIC LATEX FREE PORTEX BIVONA TTS | Silicone | EA | 1 | 157.14 | 163.44 | 164.61 | 172.84 | 189.48 | 14 | 16816.44 | 101 | Alternative | 81% | Medtronic Minimally Invasive | 25PEF | TUBE TRACHEOSTOMY SIZE 2.5 L39MM OD4.2MM ID2.5MM WHITE POLYVINYLCHLORIDE DEHP FREE CUFFLESS INTEGRATED CONNECTOR TRANSPARENT FLANGE TAPE TIE RECESS PROMOTE AIRFLOW FLEXIBLE MR CONDITIONAL PEDIATRIC LATEX FREE DISPOSABLE SHILEY | EA | 1 | 39.91 | 44.8 | 45.5 | 46.43 | 46.43 | 7 | 1353.07 | 30 | X | X | X | X | X |  | X |  | X | X | X | X |  | X | X | X | X | PVC
| Tubes Tracheostomy/Laryngectomy | ICU Medical Inc | 67P025 | TUBE TRACHEOSTOMY SIZE 2.5 L38MM OD4MM ID2.5MM WHITE SILICONE CUFFED V FLANGE MULTIPURPOSE DESIGN WIRE REINFORCED MR CONDITIONAL TRACH TIE IMPROVED WEANING OBTURATOR CE MARKED STERILE PEDIATRIC LATEX FREE PORTEX BIVONA TTS | Silicone | EA | 1 | 157.14 | 163.44 | 164.61 | 172.84 | 189.48 | 14 | 16816.44 | 101 | Alternative | 79% | Tracoe | 37325 | TUBE TRACHEOSTOMY SIZE 2.5 L38MM OD4.4MM ID2.5MM WHITE SILICONE DEHP FREE KINK RESISTANT EXTENDED LENGTH THERMALLY STABLE NECK STRAP RING OBTURATOR MR CONDITIONAL RADIOPAQUE VERY SOFT TUBE TIP STERILE PEDIATRIC LATEX FREE TRACOE Silcosoft | EA | 1 | 204 | 204 | 204 | 204 | 204 | 1 | 408 | 2 | X |  | X | X | X | X | X |  | X | X | X | X | X |  | X | X |  | Silicone
| Tubes Tracheostomy/Laryngectomy | ICU Medical Inc | 67P025 | TUBE TRACHEOSTOMY SIZE 2.5 L38MM OD4MM ID2.5MM WHITE SILICONE CUFFED V FLANGE MULTIPURPOSE DESIGN WIRE REINFORCED MR CONDITIONAL TRACH TIE IMPROVED WEANING OBTURATOR CE MARKED STERILE PEDIATRIC LATEX FREE PORTEX BIVONA TTS | Silicone | EA | 1 | 157.14 | 163.44 | 164.61 | 172.84 | 189.48 | 14 | 16816.44 | 101 | Alternative | 79% | Tracoe | 37225 | TUBE TRACHEOSTOMY SIZE 2.5 L38MM OD4.4MM ID2.5MM WHITE SILICONE DEHP FREE WATER CUFF KINK RESISTANT THERMALLY STABLE NECK STRAP RING OBTURATOR MR CONDITIONAL RADIOPAQUE VERY SOFT TUBE TIP STERILE PEDIATRIC LATEX FREE TRACOE Silcosoft | [10 empty] | X |  | X | X | X | X | X |  | X | X | X | X | X |  | X | X |  | Silicone
| Tubes Tracheostomy/Laryngectomy | ICU Medical Inc | 67P030 | TUBE TRACHEOSTOMY SIZE 3.0 L39MM OD4.7MM ID3MM WHITE SILICONE CUFFED V FLANGE MULTIPURPOSE DESIGN WIRE REINFORCED MR CONDITIONAL TRACH TIE IMPROVED WEANING OBTURATOR CE MARKED STERILE PEDIATRIC LATEX FREE PORTEX BIVONA TTS | Silicone | EA | 1 | 155.66 | 163.44 | 166.67 | 172.84 | 223.18 | 33 | 69728.89 | 414 | Alternative | 88% | Tracoe | 37330 | TUBE TRACHEOSTOMY SIZE 3.0 L39MM OD4.9MM ID3MM WHITE SILICONE DEHP FREE KINK RESISTANT EXTENDED LENGTH THERMALLY STABLE NECK STRAP RING OBTURATOR MR CONDITIONAL RADIOPAQUE VERY SOFT TUBE TIP STERILE PEDIATRIC LATEX FREE TRACOE Silcosoft | EA | 1 | 204 | 204 | 206 | 212 | 212 | 3 | 10448 | 51 | X | X | X | X | X | X | X |  | X | X | X | X | X |  | X | X |  | Silicone
| Tubes Tracheostomy/Laryngectomy | ICU Medical Inc | 67P030 | TUBE TRACHEOSTOMY SIZE 3.0 L39MM OD4.7MM ID3MM WHITE SILICONE CUFFED V FLANGE MULTIPURPOSE DESIGN WIRE REINFORCED MR CONDITIONAL TRACH TIE IMPROVED WEANING OBTURATOR CE MARKED STERILE PEDIATRIC LATEX FREE PORTEX BIVONA TTS | Silicone | EA | 1 | 155.66 | 163.44 | 166.67 | 172.84 | 223.18 | 33 | 69728.89 | 414 | Alternative | 88% | Tracoe | 37230 | TUBE TRACHEOSTOMY SIZE 3.0 L39MM OD4.9MM ID3MM WHITE SILICONE DEHP FREE WATER CUFF KINK RESISTANT THERMALLY STABLE NECK STRAP RING OBTURATOR MR CONDITIONAL RADIOPAQUE VERY SOFT TUBE TIP STERILE PEDIATRIC LATEX FREE TRACOE Silcosoft | EA | 1 | 194 | 194 | 194 | 194 | 194 | 1 | 970 | 5 | X | X | X | X | X | X | X |  | X | X | X | X | X |  | X | X |  | Silicone
| Tubes Tracheostomy/Laryngectomy | ICU Medical Inc | 67P030 | TUBE TRACHEOSTOMY SIZE 3.0 L39MM OD4.7MM ID3MM WHITE SILICONE CUFFED V FLANGE MULTIPURPOSE DESIGN WIRE REINFORCED MR CONDITIONAL TRACH TIE IMPROVED WEANING OBTURATOR CE MARKED STERILE PEDIATRIC LATEX FREE PORTEX BIVONA TTS | Silicone | EA | 1 | 155.66 | 163.44 | 166.67 | 172.84 | 223.18 | 33 | 69728.89 | 414 | Alternative | 81% | Medtronic Minimally Invasive | 30PEF | TUBE TRACHEOSTOMY SIZE 3.0 L39MM OD4.8MM ID3MM WHITE POLYVINYLCHLORIDE DEHP FREE CUFFLESS INTEGRATED CONNECTOR TRANSPARENT FLANGE TAPE TIE RECESS PROMOTE AIRFLOW FLEXIBLE MR CONDITIONAL PEDIATRIC LATEX FREE DISPOSABLE SHILEY | EA | 1 | 34.33 | 45.07 | 46.41 | 46.43 | 53.82 | 87 | 40945.4418 | 884 | X | X | X | X | X |  | X |  | X | X | X | X |  | X | X | X | X | PVC
| Tubes Tracheostomy/Laryngectomy | ICU Medical Inc | 67P030 | TUBE TRACHEOSTOMY SIZE 3.0 L39MM OD4.7MM ID3MM WHITE SILICONE CUFFED V FLANGE MULTIPURPOSE DESIGN WIRE REINFORCED MR CONDITIONAL TRACH TIE IMPROVED WEANING OBTURATOR CE MARKED STERILE PEDIATRIC LATEX FREE PORTEX BIVONA TTS | Silicone | EA | 1 | 155.66 | 163.44 | 166.67 | 172.84 | 223.18 | 33 | 69728.89 | 414 | Alternative | 81% | Medtronic Minimally Invasive | 30PCF | TUBE TRACHEOSTOMY SIZE 3.0 L39MM OD4.8MM ID3MM WHITE POLYVINYLCHLORIDE DEHP FREE TAPERGUARD CUFF INTEGRATED CONNECTOR TRANSPARENT FLANGE TAPE TIE RECESS PROMOTE AIRFLOW FLEXIBLE MR CONDITIONAL PEDIATRIC LATEX FREE DISPOSABLE SHILEY | EA | 1 | 46.63 | 60.87 | 64.99 | 66.95 | 73.84 | 24 | 14296.37 | 223 | X | X | X | X | X |  | X |  | X | X | X | X |  | X | X | X | X | PVC
| Tubes Tracheostomy/Laryngectomy | ICU Medical Inc | 67P030 | TUBE TRACHEOSTOMY SIZE 3.0 L39MM OD4.7MM ID3MM WHITE SILICONE CUFFED V FLANGE MULTIPURPOSE DESIGN WIRE REINFORCED MR CONDITIONAL TRACH TIE IMPROVED WEANING OBTURATOR CE MARKED STERILE PEDIATRIC LATEX FREE PORTEX BIVONA TTS | Silicone | EA | 1 | 155.66 | 163.44 | 166.67 | 172.84 | 223.18 | 33 | 69728.89 | 414 | Alternative | 81% | Medtronic Minimally Invasive | 30PEF | TUBE TRACHEOSTOMY SIZE 3.0 L39MM OD4.8MM ID3MM WHITE POLYVINYLCHLORIDE DEHP FREE CUFFLESS INTEGRATED CONNECTOR TRANSPARENT FLANGE TAPE TIE RECESS PROMOTE AIRFLOW FLEXIBLE MR CONDITIONAL PEDIATRIC LATEX FREE DISPOSABLE SHILEY | BX |  | 39.91 | 39.91 | 40.8 | 45.84 | 46.43 | 4 | 706.41 | 16 | X | X | X | X | X |  | X |  | X | X | X | X |  | X | X | X | X | PVC
| Tubes Tracheostomy/Laryngectomy | ICU Medical Inc | 67P030 | TUBE TRACHEOSTOMY SIZE 3.0 L39MM OD4.7MM ID3MM WHITE SILICONE CUFFED V FLANGE MULTIPURPOSE DESIGN WIRE REINFORCED MR CONDITIONAL TRACH TIE IMPROVED WEANING OBTURATOR CE MARKED STERILE PEDIATRIC LATEX FREE PORTEX BIVONA TTS | Silicone | EA | 1 | 155.66 | 163.44 | 166.67 | 172.84 | 223.18 | 33 | 69728.89 | 414 | Alternative | 81% | Medtronic Minimally Invasive | 30PEF | TUBE TRACHEOSTOMY SIZE 3.0 L39MM OD4.8MM ID3MM WHITE POLYVINYLCHLORIDE DEHP FREE CUFFLESS INTEGRATED CONNECTOR TRANSPARENT FLANGE TAPE TIE RECESS PROMOTE AIRFLOW FLEXIBLE MR CONDITIONAL PEDIATRIC LATEX FREE DISPOSABLE SHILEY | PK |  | 46.43 | 46.43 | 46.43 | 46.43 | 46.43 | 1 | 46.43 | 1 | X | X | X | X | X |  | X |  | X | X | X | X |  | X | X | X | X | PVC
| Tubes Tracheostomy/Laryngectomy | ICU Medical Inc | 67P030 | TUBE TRACHEOSTOMY SIZE 3.0 L39MM OD4.7MM ID3MM WHITE SILICONE CUFFED V FLANGE MULTIPURPOSE DESIGN WIRE REINFORCED MR CONDITIONAL TRACH TIE IMPROVED WEANING OBTURATOR CE MARKED STERILE PEDIATRIC LATEX FREE PORTEX BIVONA TTS | Silicone | EA | 1 | 155.66 | 163.44 | 166.67 | 172.84 | 223.18 | 33 | 69728.89 | 414 | Alternative | 81% | Medtronic Minimally Invasive | 30PEF | TUBE TRACHEOSTOMY SIZE 3.0 L39MM OD4.8MM ID3MM WHITE POLYVINYLCHLORIDE DEHP FREE CUFFLESS INTEGRATED CONNECTOR TRANSPARENT FLANGE TAPE TIE RECESS PROMOTE AIRFLOW FLEXIBLE MR CONDITIONAL PEDIATRIC LATEX FREE DISPOSABLE SHILEY | BG |  | 230.85 | 230.85 | 230.85 | 230.85 | 230.85 | 1 | 2308.5 | 10 | X | X | X | X | X |  | X |  | X | X | X | X |  | X | X | X | X | PVC
| Tubes Tracheostomy/Laryngectomy | ICU Medical Inc | 67P030 | TUBE TRACHEOSTOMY SIZE 3.0 L39MM OD4.7MM ID3MM WHITE SILICONE CUFFED V FLANGE MULTIPURPOSE DESIGN WIRE REINFORCED MR CONDITIONAL TRACH TIE IMPROVED WEANING OBTURATOR CE MARKED STERILE PEDIATRIC LATEX FREE PORTEX BIVONA TTS | Silicone | EA | 1 | 155.66 | 163.44 | 166.67 | 172.84 | 223.18 | 33 | 69728.89 | 414 | Alternative | 81% | Medtronic Minimally Invasive | 30PEFP | TUBE TRACHEOSTOMY SIZE 3.0 L39MM OD4.8MM ID3MM WHITE POLYVINYLCHLORIDE DEHP FREE CUFFLESS INTEGRATED CONNECTOR TRANSPARENT FLANGE TAPE TIE RECESS PROMOTE AIRFLOW FLEXIBLE MR CONDITIONAL PEDIATRIC LATEX FREE DISPOSABLE SHILEY | [10 empty] | X | X | X | X | X |  | X |  | X | X | X | X |  | X | X | X | X | PVC
| Tubes Tracheostomy/Laryngectomy | ICU Medical Inc | 67P030 | TUBE TRACHEOSTOMY SIZE 3.0 L39MM OD4.7MM ID3MM WHITE SILICONE CUFFED V FLANGE MULTIPURPOSE DESIGN WIRE REINFORCED MR CONDITIONAL TRACH TIE IMPROVED WEANING OBTURATOR CE MARKED STERILE PEDIATRIC LATEX FREE PORTEX BIVONA TTS | Silicone | EA | 1 | 155.66 | 163.44 | 166.67 | 172.84 | 223.18 | 33 | 69728.89 | 414 | Alternative | 79% | Tracoe | 36330 | TUBE TRACHEOSTOMY SIZE 3.0 L32MM OD4.9MM ID3MM WHITE SILICONE DEHP FREE KINK RESISTANT EXTENDED LENGTH THERMALLY STABLE NECK STRAP RING OBTURATOR MR CONDITIONAL RADIOPAQUE VERY SOFT TUBE TIP STERILE NEONATAL LATEX FREE TRACOE Silcosoft | EA | 1 | 204 | 204 | 206 | 206 | 206 | 3 | 23840 | 116 | X | X |  | X | X | X | X |  | X | X | X | X | X |  | X | X |  | Silicone
| Tubes Tracheostomy/Laryngectomy | ICU Medical Inc | 67P030 | TUBE TRACHEOSTOMY SIZE 3.0 L39MM OD4.7MM ID3MM WHITE SILICONE CUFFED V FLANGE MULTIPURPOSE DESIGN WIRE REINFORCED MR CONDITIONAL TRACH TIE IMPROVED WEANING OBTURATOR CE MARKED STERILE PEDIATRIC LATEX FREE PORTEX BIVONA TTS | Silicone | EA | 1 | 155.66 | 163.44 | 166.67 | 172.84 | 223.18 | 33 | 69728.89 | 414 | Alternative | 79% | Tracoe | 37030 | TUBE TRACHEOSTOMY SIZE 3.0 L39MM OD4.9MM ID3MM WHITE SILICONE DEHP FREE CUFFLESS KINK RESISTANT THERMALLY STABLE NECK STRAP RING OBTURATOR MR CONDITIONAL RADIOPAQUE VERY SOFT TUBE TIP STERILE PEDIATRIC LATEX FREE TRACOE Silcosoft | EA | 1 | 63 | 63 | 63 | 63 | 63 | 2 | 1260 | 20 | X | X | X | X | X |  | X |  | X | X | X | X | X |  | X | X |  | Silicone
| Tubes Tracheostomy/Laryngectomy | ICU Medical Inc | 67P030 | TUBE TRACHEOSTOMY SIZE 3.0 L39MM OD4.7MM ID3MM WHITE SILICONE CUFFED V FLANGE MULTIPURPOSE DESIGN WIRE REINFORCED MR CONDITIONAL TRACH TIE IMPROVED WEANING OBTURATOR CE MARKED STERILE PEDIATRIC LATEX FREE PORTEX BIVONA TTS | Silicone | EA | 1 | 155.66 | 163.44 | 166.67 | 172.84 | 223.18 | 33 | 69728.89 | 414 | Alternative | 79% | Tracoe | 37130 | TUBE TRACHEOSTOMY SIZE 3.0 L39MM OD4.9MM ID3MM WHITE SILICONE DEHP FREE CUFFLESS KINK RESISTANT EXTENDED LENGTH THERMALLY STABLE NECK STRAP RING OBTURATOR MR CONDITIONAL RADIOPAQUE VERY SOFT TUBE TIP STERILE PEDIATRIC LATEX FREE TRACOE Silcosoft | EA | 1 | 91 | 91 | 91 | 91 | 91 | 2 | 5642 | 62 | X | X | X | X | X |  | X |  | X | X | X | X | X |  | X | X |  | Silicone
| Tubes Tracheostomy/Laryngectomy | ICU Medical Inc | 67P030 | TUBE TRACHEOSTOMY SIZE 3.0 L39MM OD4.7MM ID3MM WHITE SILICONE CUFFED V FLANGE MULTIPURPOSE DESIGN WIRE REINFORCED MR CONDITIONAL TRACH TIE IMPROVED WEANING OBTURATOR CE MARKED STERILE PEDIATRIC LATEX FREE PORTEX BIVONA TTS | Silicone | EA | 1 | 155.66 | 163.44 | 166.67 | 172.84 | 223.18 | 33 | 69728.89 | 414 | Alternative | 79% | Tracoe | 36230 | TUBE TRACHEOSTOMY SIZE 3.0 L32MM OD4.9MM ID3MM WHITE SILICONE DEHP FREE WATER CUFF KINK RESISTANT THERMALLY STABLE NECK STRAP RING OBTURATOR MR CONDITIONAL RADIOPAQUE VERY SOFT TUBE TIP STERILE NEONATAL LATEX FREE TRACOE Silcosoft | EA | 1 | 183.85 | 183.85 | 183.85 | 183.85 | 183.85 | 1 | 735.4 | 4 | X | X |  | X | X | X | X |  | X | X | X | X | X |  | X | X |  | Silicone
| Tubes Tracheostomy/Laryngectomy | ICU Medical Inc | 67P035 | TUBE TRACHEOSTOMY SIZE 3.5 L40MM OD5.3MM ID3.5MM WHITE SILICONE CUFFED V FLANGE MULTIPURPOSE DESIGN WIRE REINFORCED MR CONDITIONAL TRACH TIE IMPROVED WEANING OBTURATOR CE MARKED STERILE PEDIATRIC LATEX FREE PORTEX BIVONA TTS | Silicone | EA | 1 | 156.36 | 163.45 | 170.1 | 183.34 | 218.64 | 40 | 139778.66 | 840 | Alternative | 88% | Tracoe | 37335 | TUBE TRACHEOSTOMY SIZE 3.5 L40MM OD5.4MM ID3.5MM WHITE SILICONE DEHP FREE KINK RESISTANT EXTENDED LENGTH THERMALLY STABLE NECK STRAP RING OBTURATOR MR CONDITIONAL RADIOPAQUE VERY SOFT TUBE TIP STERILE PEDIATRIC LATEX FREE TRACOE Silcosoft | EA | 1 | 200 | 204 | 206 | 212 | 212 | 6 | 87750 | 428 | X | X | X | X | X | X | X |  | X | X | X | X | X |  | X | X |  | Silicone
| Tubes Tracheostomy/Laryngectomy | ICU Medical Inc | 67P035 | TUBE TRACHEOSTOMY SIZE 3.5 L40MM OD5.3MM ID3.5MM WHITE SILICONE CUFFED V FLANGE MULTIPURPOSE DESIGN WIRE REINFORCED MR CONDITIONAL TRACH TIE IMPROVED WEANING OBTURATOR CE MARKED STERILE PEDIATRIC LATEX FREE PORTEX BIVONA TTS | Silicone | EA | 1 | 156.36 | 163.45 | 170.1 | 183.34 | 218.64 | 40 | 139778.66 | 840 | Alternative | 88% | Tracoe | 37235 | TUBE TRACHEOSTOMY SIZE 3.5 L40MM OD5.4MM ID3.5MM WHITE SILICONE DEHP FREE WATER CUFF KINK RESISTANT THERMALLY STABLE NECK STRAP RING OBTURATOR MR CONDITIONAL RADIOPAQUE VERY SOFT TUBE TIP STERILE PEDIATRIC LATEX FREE TRACOE Silcosoft | EA | 1 | 183 | 183 | 183 | 194 | 194 | 2 | 10468 | 56 | X | X | X | X | X | X | X |  | X | X | X | X | X |  | X | X |  | Silicone
| Tubes Tracheostomy/Laryngectomy | ICU Medical Inc | 67P035 | TUBE TRACHEOSTOMY SIZE 3.5 L40MM OD5.3MM ID3.5MM WHITE SILICONE CUFFED V FLANGE MULTIPURPOSE DESIGN WIRE REINFORCED MR CONDITIONAL TRACH TIE IMPROVED WEANING OBTURATOR CE MARKED STERILE PEDIATRIC LATEX FREE PORTEX BIVONA TTS | Silicone | EA | 1 | 156.36 | 163.45 | 170.1 | 183.34 | 218.64 | 40 | 139778.66 | 840 | Alternative | 81% | Medtronic Minimally Invasive | 35PEF | TUBE TRACHEOSTOMY SIZE 3.5 L40MM OD5.4MM ID3.5MM WHITE POLYVINYLCHLORIDE DEHP FREE CUFFLESS INTEGRATED CONNECTOR TRANSPARENT FLANGE TAPE TIE RECESS PROMOTE AIRFLOW FLEXIBLE MR CONDITIONAL PEDIATRIC LATEX FREE DISPOSABLE SHILEY | EA | 1 | 39.91 | 45.5 | 45.96 | 46.43 | 55.2 | 101 | 60357.95 | 1307 | X | X | X | X | X |  | X |  | X | X | X | X |  | X | X | X | X | PVC
| Tubes Tracheostomy/Laryngectomy | ICU Medical Inc | 67P035 | TUBE TRACHEOSTOMY SIZE 3.5 L40MM OD5.3MM ID3.5MM WHITE SILICONE CUFFED V FLANGE MULTIPURPOSE DESIGN WIRE REINFORCED MR CONDITIONAL TRACH TIE IMPROVED WEANING OBTURATOR CE MARKED STERILE PEDIATRIC LATEX FREE PORTEX BIVONA TTS | Silicone | EA | 1 | 156.36 | 163.45 | 170.1 | 183.34 | 218.64 | 40 | 139778.66 | 840 | Alternative | 81% | Medtronic Minimally Invasive | 35PCF | TUBE TRACHEOSTOMY SIZE 3.5 L40MM OD5.4MM ID3.5MM WHITE POLYVINYLCHLORIDE DEHP FREE TAPERGUARD CUFF INTEGRATED CONNECTOR TRANSPARENT FLANGE TAPE TIE RECESS PROMOTE AIRFLOW FLEXIBLE MR CONDITIONAL PEDIATRIC LATEX FREE DISPOSABLE SHILEY | EA | 1 | 46.63 | 58.67 | 64.98 | 67.65 | 73.84 | 31 | 17597.69 | 276 | X | X | X | X | X |  | X |  | X | X | X | X |  | X | X | X | X | PVC
| Tubes Tracheostomy/Laryngectomy | ICU Medical Inc | 67P035 | TUBE TRACHEOSTOMY SIZE 3.5 L40MM OD5.3MM ID3.5MM WHITE SILICONE CUFFED V FLANGE MULTIPURPOSE DESIGN WIRE REINFORCED MR CONDITIONAL TRACH TIE IMPROVED WEANING OBTURATOR CE MARKED STERILE PEDIATRIC LATEX FREE PORTEX BIVONA TTS | Silicone | EA | 1 | 156.36 | 163.45 | 170.1 | 183.34 | 218.64 | 40 | 139778.66 | 840 | Alternative | 81% | Medtronic Minimally Invasive | 35PEF | TUBE TRACHEOSTOMY SIZE 3.5 L40MM OD5.4MM ID3.5MM WHITE POLYVINYLCHLORIDE DEHP FREE CUFFLESS INTEGRATED CONNECTOR TRANSPARENT FLANGE TAPE TIE RECESS PROMOTE AIRFLOW FLEXIBLE MR CONDITIONAL PEDIATRIC LATEX FREE DISPOSABLE SHILEY | BX |  | 29.07 | 29.07 | 45.04 | 45.04 | 46.64 | 8 | 1884.2 | 50 | X | X | X | X | X |  | X |  | X | X | X | X |  | X | X | X | X | PVC
| Tubes Tracheostomy/Laryngectomy | ICU Medical Inc | 67P035 | TUBE TRACHEOSTOMY SIZE 3.5 L40MM OD5.3MM ID3.5MM WHITE SILICONE CUFFED V FLANGE MULTIPURPOSE DESIGN WIRE REINFORCED MR CONDITIONAL TRACH TIE IMPROVED WEANING OBTURATOR CE MARKED STERILE PEDIATRIC LATEX FREE PORTEX BIVONA TTS | Silicone | EA | 1 | 156.36 | 163.45 | 170.1 | 183.34 | 218.64 | 40 | 139778.66 | 840 | Alternative | 81% | Medtronic Minimally Invasive | 35PEF | TUBE TRACHEOSTOMY SIZE 3.5 L40MM OD5.4MM ID3.5MM WHITE POLYVINYLCHLORIDE DEHP FREE CUFFLESS INTEGRATED CONNECTOR TRANSPARENT FLANGE TAPE TIE RECESS PROMOTE AIRFLOW FLEXIBLE MR CONDITIONAL PEDIATRIC LATEX FREE DISPOSABLE SHILEY | CS |  | 31.85 | 31.85 | 31.85 | 31.85 | 31.85 | 1 | 445.9 | 14 | X | X | X | X | X |  | X |  | X | X | X | X |  | X | X | X | X | PVC
| Tubes Tracheostomy/Laryngectomy | ICU Medical Inc | 67P035 | TUBE TRACHEOSTOMY SIZE 3.5 L40MM OD5.3MM ID3.5MM WHITE SILICONE CUFFED V FLANGE MULTIPURPOSE DESIGN WIRE REINFORCED MR CONDITIONAL TRACH TIE IMPROVED WEANING OBTURATOR CE MARKED STERILE PEDIATRIC LATEX FREE PORTEX BIVONA TTS | Silicone | EA | 1 | 156.36 | 163.45 | 170.1 | 183.34 | 218.64 | 40 | 139778.66 | 840 | Alternative | 81% | Medtronic Minimally Invasive | 35PCF | TUBE TRACHEOSTOMY SIZE 3.5 L40MM OD5.4MM ID3.5MM WHITE POLYVINYLCHLORIDE DEHP FREE TAPERGUARD CUFF INTEGRATED CONNECTOR TRANSPARENT FLANGE TAPE TIE RECESS PROMOTE AIRFLOW FLEXIBLE MR CONDITIONAL PEDIATRIC LATEX FREE DISPOSABLE SHILEY | BX |  | 56.81 | 56.81 | 56.81 | 56.81 | 56.81 | 1 | 340.86 | 6 | X | X | X | X | X |  | X |  | X | X | X | X |  | X | X | X | X | PVC
| Tubes Tracheostomy/Laryngectomy | ICU Medical Inc | 67P035 | TUBE TRACHEOSTOMY SIZE 3.5 L40MM OD5.3MM ID3.5MM WHITE SILICONE CUFFED V FLANGE MULTIPURPOSE DESIGN WIRE REINFORCED MR CONDITIONAL TRACH TIE IMPROVED WEANING OBTURATOR CE MARKED STERILE PEDIATRIC LATEX FREE PORTEX BIVONA TTS | Silicone | EA | 1 | 156.36 | 163.45 | 170.1 | 183.34 | 218.64 | 40 | 139778.66 | 840 | Alternative | 81% | Medtronic Minimally Invasive | 35PEFP | TUBE TRACHEOSTOMY SIZE 3.5 L40MM OD5.4MM ID3.5MM WHITE POLYVINYLCHLORIDE DEHP FREE CUFFLESS INTEGRATED CONNECTOR TRANSPARENT FLANGE TAPE TIE RECESS PROMOTE AIRFLOW FLEXIBLE MR CONDITIONAL PEDIATRIC LATEX FREE DISPOSABLE SHILEY | [10 empty] | X | X | X | X | X |  | X |  | X | X | X | X |  | X | X | X | X | PVC
| Tubes Tracheostomy/Laryngectomy | ICU Medical Inc | 67P035 | TUBE TRACHEOSTOMY SIZE 3.5 L40MM OD5.3MM ID3.5MM WHITE SILICONE CUFFED V FLANGE MULTIPURPOSE DESIGN WIRE REINFORCED MR CONDITIONAL TRACH TIE IMPROVED WEANING OBTURATOR CE MARKED STERILE PEDIATRIC LATEX FREE PORTEX BIVONA TTS | Silicone | EA | 1 | 156.36 | 163.45 | 170.1 | 183.34 | 218.64 | 40 | 139778.66 | 840 | Alternative | 79% | Tracoe | 36335 | TUBE TRACHEOSTOMY SIZE 3.5 L34MM OD5.4MM ID3.5MM WHITE SILICONE DEHP FREE KINK RESISTANT EXTENDED LENGTH THERMALLY STABLE NECK STRAP RING OBTURATOR MR CONDITIONAL RADIOPAQUE VERY SOFT TUBE TIP STERILE NEONATAL LATEX FREE TRACOE Silcosoft | EA | 1 | 204 | 206 | 206 | 212 | 212 | 5 | 28356 | 138 | X | X |  | X | X | X | X |  | X | X | X | X | X |  | X | X |  | Silicone
| Tubes Tracheostomy/Laryngectomy | ICU Medical Inc | 67P035 | TUBE TRACHEOSTOMY SIZE 3.5 L40MM OD5.3MM ID3.5MM WHITE SILICONE CUFFED V FLANGE MULTIPURPOSE DESIGN WIRE REINFORCED MR CONDITIONAL TRACH TIE IMPROVED WEANING OBTURATOR CE MARKED STERILE PEDIATRIC LATEX FREE PORTEX BIVONA TTS | Silicone | EA | 1 | 156.36 | 163.45 | 170.1 | 183.34 | 218.64 | 40 | 139778.66 | 840 | Alternative | 79% | Tracoe | 37035 | TUBE TRACHEOSTOMY SIZE 3.5 L40MM OD5.4MM ID3.5MM WHITE SILICONE DEHP FREE CUFFLESS KINK RESISTANT THERMALLY STABLE NECK STRAP RING OBTURATOR MR CONDITIONAL RADIOPAQUE VERY SOFT TUBE TIP STERILE PEDIATRIC LATEX FREE TRACOE Silcosoft | EA | 1 | 63 | 63 | 63 | 68 | 68 | 3 | 3185 | 50 | X | X | X | X | X |  | X |  | X | X | X | X | X |  | X | X |  | Silicone
| Tubes Tracheostomy/Laryngectomy | ICU Medical Inc | 67P035 | TUBE TRACHEOSTOMY SIZE 3.5 L40MM OD5.3MM ID3.5MM WHITE SILICONE CUFFED V FLANGE MULTIPURPOSE DESIGN WIRE REINFORCED MR CONDITIONAL TRACH TIE IMPROVED WEANING OBTURATOR CE MARKED STERILE PEDIATRIC LATEX FREE PORTEX BIVONA TTS | Silicone | EA | 1 | 156.36 | 163.45 | 170.1 | 183.34 | 218.64 | 40 | 139778.66 | 840 | Alternative | 79% | Tracoe | 37135 | TUBE TRACHEOSTOMY SIZE 3.5 L40MM OD5.4MM ID3.5MM WHITE SILICONE DEHP FREE CUFFLESS KINK RESISTANT EXTENDED LENGTH THERMALLY STABLE NECK STRAP RING OBTURATOR MR CONDITIONAL RADIOPAQUE VERY SOFT TUBE TIP STERILE PEDIATRIC LATEX FREE TRACOE Silcosoft | EA | 1 | 91 | 91 | 91 | 91 | 91 | 2 | 12285 | 135 | X | X | X | X | X |  | X |  | X | X | X | X | X |  | X | X |  | Silicone
| Tubes Tracheostomy/Laryngectomy | ICU Medical Inc | 67P035 | TUBE TRACHEOSTOMY SIZE 3.5 L40MM OD5.3MM ID3.5MM WHITE SILICONE CUFFED V FLANGE MULTIPURPOSE DESIGN WIRE REINFORCED MR CONDITIONAL TRACH TIE IMPROVED WEANING OBTURATOR CE MARKED STERILE PEDIATRIC LATEX FREE PORTEX BIVONA TTS | Silicone | EA | 1 | 156.36 | 163.45 | 170.1 | 183.34 | 218.64 | 40 | 139778.66 | 840 | Alternative | 79% | Tracoe | 36235 | TUBE TRACHEOSTOMY SIZE 3.5 L34MM OD5.4MM ID3.5MM WHITE SILICONE DEHP FREE WATER CUFF KINK RESISTANT THERMALLY STABLE NECK STRAP RING OBTURATOR MR CONDITIONAL RADIOPAQUE VERY SOFT TUBE TIP STERILE NEONATAL LATEX FREE TRACOE Silcosoft | EA | 1 | 183.85 | 183.85 | 183.85 | 194 | 194 | 2 | 1327.55 | 7 | X | X |  | X | X | X | X |  | X | X | X | X | X |  | X | X |  | Silicone
| Tubes Tracheostomy/Laryngectomy | ICU Medical Inc | 67P040 | TUBE TRACHEOSTOMY SIZE 4.0 L41MM OD6MM ID4MM WHITE SILICONE CUFFED V FLANGE MULTIPURPOSE DESIGN WIRE REINFORCED MR CONDITIONAL TRACH TIE IMPROVED WEANING OBTURATOR CE MARKED STERILE PEDIATRIC LATEX FREE PORTEX BIVONA TTS | Silicone | EA | 1 | 155.66 | 163.44 | 170.1 | 177.41 | 218.64 | 41 | 99833.43 | 589 | Alternative | 88% | Tracoe | 37340 | TUBE TRACHEOSTOMY SIZE 4.0 L41MM OD6MM ID4MM WHITE SILICONE DEHP FREE KINK RESISTANT EXTENDED LENGTH THERMALLY STABLE NECK STRAP RING OBTURATOR MR CONDITIONAL RADIOPAQUE VERY SOFT TUBE TIP STERILE PEDIATRIC LATEX FREE TRACOE Silcosoft | EA | 1 | 204 | 206 | 206 | 212 | 212 | 5 | 35780 | 174 | X | X | X | X | X | X | X |  | X | X | X | X | X |  | X | X |  | Silicone
| Tubes Tracheostomy/Laryngectomy | ICU Medical Inc | 67P040 | TUBE TRACHEOSTOMY SIZE 4.0 L41MM OD6MM ID4MM WHITE SILICONE CUFFED V FLANGE MULTIPURPOSE DESIGN WIRE REINFORCED MR CONDITIONAL TRACH TIE IMPROVED WEANING OBTURATOR CE MARKED STERILE PEDIATRIC LATEX FREE PORTEX BIVONA TTS | Silicone | EA | 1 | 155.66 | 163.44 | 170.1 | 177.41 | 218.64 | 41 | 99833.43 | 589 | Alternative | 88% | Tracoe | 37240 | TUBE TRACHEOSTOMY SIZE 4.0 L41MM OD6MM ID4MM WHITE SILICONE DEHP FREE WATER CUFF KINK RESISTANT THERMALLY STABLE NECK STRAP RING OBTURATOR MR CONDITIONAL RADIOPAQUE VERY SOFT TUBE TIP STERILE PEDIATRIC LATEX FREE TRACOE Silcosoft | EA | 1 | 183 | 183 | 183 | 194 | 194 | 2 | 6460 | 35 | X | X | X | X | X | X | X |  | X | X | X | X | X |  | X | X |  | Silicone
| Tubes Tracheostomy/Laryngectomy | ICU Medical Inc | 67P040 | TUBE TRACHEOSTOMY SIZE 4.0 L41MM OD6MM ID4MM WHITE SILICONE CUFFED V FLANGE MULTIPURPOSE DESIGN WIRE REINFORCED MR CONDITIONAL TRACH TIE IMPROVED WEANING OBTURATOR CE MARKED STERILE PEDIATRIC LATEX FREE PORTEX BIVONA TTS | Silicone | EA | 1 | 155.66 | 163.44 | 170.1 | 177.41 | 218.64 | 41 | 99833.43 | 589 | Alternative | 81% | Medtronic Minimally Invasive | 40PEF | TUBE TRACHEOSTOMY SIZE 4.0 L41MM OD6MM ID4MM WHITE POLYVINYLCHLORIDE DEHP FREE CUFFLESS INTEGRATED CONNECTOR TRANSPARENT FLANGE TAPE TIE RECESS PROMOTE AIRFLOW FLEXIBLE MR CONDITIONAL PEDIATRIC LATEX FREE DISPOSABLE SHILEY | EA | 1 | 36.39 | 44.8 | 45.5 | 46.43 | 55.2 | 114 | 67766.96 | 1465 | X | X | X | X | X |  | X |  | X | X | X | X |  | X | X | X | X | PVC
| Tubes Tracheostomy/Laryngectomy | ICU Medical Inc | 67P040 | TUBE TRACHEOSTOMY SIZE 4.0 L41MM OD6MM ID4MM WHITE SILICONE CUFFED V FLANGE MULTIPURPOSE DESIGN WIRE REINFORCED MR CONDITIONAL TRACH TIE IMPROVED WEANING OBTURATOR CE MARKED STERILE PEDIATRIC LATEX FREE PORTEX BIVONA TTS | Silicone | EA | 1 | 155.66 | 163.44 | 170.1 | 177.41 | 218.64 | 41 | 99833.43 | 589 | Alternative | 81% | Medtronic Minimally Invasive | 40PCF | TUBE TRACHEOSTOMY SIZE 4.0 L41MM OD6MM ID4MM WHITE POLYVINYLCHLORIDE DEHP FREE TAPERGUARD CUFF INTEGRATED CONNECTOR TRANSPARENT FLANGE TAPE TIE RECESS PROMOTE AIRFLOW FLEXIBLE MR CONDITIONAL PEDIATRIC LATEX FREE DISPOSABLE SHILEY | EA | 1 | 45.5 | 58.67 | 60.43 | 65 | 73.84 | 61 | 31732.5998 | 514 | X | X | X | X | X |  | X |  | X | X | X | X |  | X | X | X | X | PVC
| Tubes Tracheostomy/Laryngectomy | ICU Medical Inc | 67P040 | TUBE TRACHEOSTOMY SIZE 4.0 L41MM OD6MM ID4MM WHITE SILICONE CUFFED V FLANGE MULTIPURPOSE DESIGN WIRE REINFORCED MR CONDITIONAL TRACH TIE IMPROVED WEANING OBTURATOR CE MARKED STERILE PEDIATRIC LATEX FREE PORTEX BIVONA TTS | Silicone | EA | 1 | 155.66 | 163.44 | 170.1 | 177.41 | 218.64 | 41 | 99833.43 | 589 | Alternative | 81% | Medtronic Minimally Invasive | 40PEF | TUBE TRACHEOSTOMY SIZE 4.0 L41MM OD6MM ID4MM WHITE POLYVINYLCHLORIDE DEHP FREE CUFFLESS INTEGRATED CONNECTOR TRANSPARENT FLANGE TAPE TIE RECESS PROMOTE AIRFLOW FLEXIBLE MR CONDITIONAL PEDIATRIC LATEX FREE DISPOSABLE SHILEY | BX |  | 40.31 | 42.77 | 45.04 | 45.5 | 46.43 | 8 | 2508.61 | 57 | X | X | X | X | X |  | X |  | X | X | X | X |  | X | X | X | X | PVC
| Tubes Tracheostomy/Laryngectomy | ICU Medical Inc | 67P040 | TUBE TRACHEOSTOMY SIZE 4.0 L41MM OD6MM ID4MM WHITE SILICONE CUFFED V FLANGE MULTIPURPOSE DESIGN WIRE REINFORCED MR CONDITIONAL TRACH TIE IMPROVED WEANING OBTURATOR CE MARKED STERILE PEDIATRIC LATEX FREE PORTEX BIVONA TTS | Silicone | EA | 1 | 155.66 | 163.44 | 170.1 | 177.41 | 218.64 | 41 | 99833.43 | 589 | Alternative | 81% | Medtronic Minimally Invasive | 40PCF | TUBE TRACHEOSTOMY SIZE 4.0 L41MM OD6MM ID4MM WHITE POLYVINYLCHLORIDE DEHP FREE TAPERGUARD CUFF INTEGRATED CONNECTOR TRANSPARENT FLANGE TAPE TIE RECESS PROMOTE AIRFLOW FLEXIBLE MR CONDITIONAL PEDIATRIC LATEX FREE DISPOSABLE SHILEY | BX |  | 39.02 | 39.02 | 39.02 | 65 | 65 | 2 | 273.04 | 5 | X | X | X | X | X |  | X |  | X | X | X | X |  | X | X | X | X | PVC
| Tubes Tracheostomy/Laryngectomy | ICU Medical Inc | 67P040 | TUBE TRACHEOSTOMY SIZE 4.0 L41MM OD6MM ID4MM WHITE SILICONE CUFFED V FLANGE MULTIPURPOSE DESIGN WIRE REINFORCED MR CONDITIONAL TRACH TIE IMPROVED WEANING OBTURATOR CE MARKED STERILE PEDIATRIC LATEX FREE PORTEX BIVONA TTS | Silicone | EA | 1 | 155.66 | 163.44 | 170.1 | 177.41 | 218.64 | 41 | 99833.43 | 589 | Alternative | 81% | Medtronic Minimally Invasive | 40PCF | TUBE TRACHEOSTOMY SIZE 4.0 L41MM OD6MM ID4MM WHITE POLYVINYLCHLORIDE DEHP FREE TAPERGUARD CUFF INTEGRATED CONNECTOR TRANSPARENT FLANGE TAPE TIE RECESS PROMOTE AIRFLOW FLEXIBLE MR CONDITIONAL PEDIATRIC LATEX FREE DISPOSABLE SHILEY | PK |  | 69.1 | 69.1 | 69.1 | 69.1 | 69.1 | 1 | 276.4 | 4 | X | X | X | X | X |  | X |  | X | X | X | X |  | X | X | X | X | PVC
| Tubes Tracheostomy/Laryngectomy | ICU Medical Inc | 67P040 | TUBE TRACHEOSTOMY SIZE 4.0 L41MM OD6MM ID4MM WHITE SILICONE CUFFED V FLANGE MULTIPURPOSE DESIGN WIRE REINFORCED MR CONDITIONAL TRACH TIE IMPROVED WEANING OBTURATOR CE MARKED STERILE PEDIATRIC LATEX FREE PORTEX BIVONA TTS | Silicone | EA | 1 | 155.66 | 163.44 | 170.1 | 177.41 | 218.64 | 41 | 99833.43 | 589 | Alternative | 81% | Medtronic Minimally Invasive | 40PEF | TUBE TRACHEOSTOMY SIZE 4.0 L41MM OD6MM ID4MM WHITE POLYVINYLCHLORIDE DEHP FREE CUFFLESS INTEGRATED CONNECTOR TRANSPARENT FLANGE TAPE TIE RECESS PROMOTE AIRFLOW FLEXIBLE MR CONDITIONAL PEDIATRIC LATEX FREE DISPOSABLE SHILEY | CS |  | 45.5 | 45.5 | 45.5 | 45.5 | 45.5 | 1 | 91 | 2 | X | X | X | X | X |  | X |  | X | X | X | X |  | X | X | X | X | PVC
| Tubes Tracheostomy/Laryngectomy | ICU Medical Inc | 67P040 | TUBE TRACHEOSTOMY SIZE 4.0 L41MM OD6MM ID4MM WHITE SILICONE CUFFED V FLANGE MULTIPURPOSE DESIGN WIRE REINFORCED MR CONDITIONAL TRACH TIE IMPROVED WEANING OBTURATOR CE MARKED STERILE PEDIATRIC LATEX FREE PORTEX BIVONA TTS | Silicone | EA | 1 | 155.66 | 163.44 | 170.1 | 177.41 | 218.64 | 41 | 99833.43 | 589 | Alternative | 81% | Medtronic Minimally Invasive | 40PEFP | TUBE TRACHEOSTOMY SIZE 4.0 L41MM OD6MM ID4MM WHITE POLYVINYLCHLORIDE DEHP FREE CUFFLESS INTEGRATED CONNECTOR TRANSPARENT FLANGE TAPE TIE RECESS PROMOTE AIRFLOW FLEXIBLE MR CONDITIONAL PEDIATRIC LATEX FREE DISPOSABLE SHILEY | [10 empty] | X | X | X | X | X |  | X |  | X | X | X | X |  | X | X | X | X | PVC
| Tubes Tracheostomy/Laryngectomy | ICU Medical Inc | 67P040 | TUBE TRACHEOSTOMY SIZE 4.0 L41MM OD6MM ID4MM WHITE SILICONE CUFFED V FLANGE MULTIPURPOSE DESIGN WIRE REINFORCED MR CONDITIONAL TRACH TIE IMPROVED WEANING OBTURATOR CE MARKED STERILE PEDIATRIC LATEX FREE PORTEX BIVONA TTS | Silicone | EA | 1 | 155.66 | 163.44 | 170.1 | 177.41 | 218.64 | 41 | 99833.43 | 589 | Alternative | 79% | Tracoe | 37040 | TUBE TRACHEOSTOMY SIZE 4.0 L41MM OD6MM ID4MM WHITE SILICONE DEHP FREE CUFFLESS KINK RESISTANT THERMALLY STABLE NECK STRAP RING OBTURATOR MR CONDITIONAL RADIOPAQUE VERY SOFT TUBE TIP STERILE PEDIATRIC LATEX FREE TRACOE Silcosoft | EA | 1 | 63 | 63 | 63 | 68 | 68 | 4 | 3661 | 57 | X | X | X | X | X |  | X |  | X | X | X | X | X |  | X | X |  | Silicone
| Tubes Tracheostomy/Laryngectomy | ICU Medical Inc | 67P040 | TUBE TRACHEOSTOMY SIZE 4.0 L41MM OD6MM ID4MM WHITE SILICONE CUFFED V FLANGE MULTIPURPOSE DESIGN WIRE REINFORCED MR CONDITIONAL TRACH TIE IMPROVED WEANING OBTURATOR CE MARKED STERILE PEDIATRIC LATEX FREE PORTEX BIVONA TTS | Silicone | EA | 1 | 155.66 | 163.44 | 170.1 | 177.41 | 218.64 | 41 | 99833.43 | 589 | Alternative | 79% | Tracoe | 36340 | TUBE TRACHEOSTOMY SIZE 4.0 L36MM OD6MM ID4MM WHITE SILICONE DEHP FREE KINK RESISTANT EXTENDED LENGTH THERMALLY STABLE NECK STRAP RING OBTURATOR MR CONDITIONAL RADIOPAQUE VERY SOFT TUBE TIP STERILE NEONATAL LATEX FREE TRACOE Silcosoft | EA | 1 | 204 | 204 | 206 | 212 | 212 | 4 | 19200 | 93 | X | X |  | X | X | X | X |  | X | X | X | X | X |  | X | X |  | Silicone
| Tubes Tracheostomy/Laryngectomy | ICU Medical Inc | 67P040 | TUBE TRACHEOSTOMY SIZE 4.0 L41MM OD6MM ID4MM WHITE SILICONE CUFFED V FLANGE MULTIPURPOSE DESIGN WIRE REINFORCED MR CONDITIONAL TRACH TIE IMPROVED WEANING OBTURATOR CE MARKED STERILE PEDIATRIC LATEX FREE PORTEX BIVONA TTS | Silicone | EA | 1 | 155.66 | 163.44 | 170.1 | 177.41 | 218.64 | 41 | 99833.43 | 589 | Alternative | 79% | Tracoe | 37140 | TUBE TRACHEOSTOMY SIZE 4.0 L41MM OD6MM ID4MM WHITE SILICONE DEHP FREE CUFFLESS KINK RESISTANT EXTENDED LENGTH THERMALLY STABLE NECK STRAP RING OBTURATOR MR CONDITIONAL RADIOPAQUE VERY SOFT TUBE TIP STERILE PEDIATRIC LATEX FREE TRACOE Silcosoft | EA | 1 | 68 | 68 | 91 | 91 | 91 | 3 | 5686 | 64 | X | X | X | X | X |  | X |  | X | X | X | X | X |  | X | X |  | Silicone
| Tubes Tracheostomy/Laryngectomy | ICU Medical Inc | 67P040 | TUBE TRACHEOSTOMY SIZE 4.0 L41MM OD6MM ID4MM WHITE SILICONE CUFFED V FLANGE MULTIPURPOSE DESIGN WIRE REINFORCED MR CONDITIONAL TRACH TIE IMPROVED WEANING OBTURATOR CE MARKED STERILE PEDIATRIC LATEX FREE PORTEX BIVONA TTS | Silicone | EA | 1 | 155.66 | 163.44 | 170.1 | 177.41 | 218.64 | 41 | 99833.43 | 589 | Alternative | 79% | Tracoe | 36240 | TUBE TRACHEOSTOMY SIZE 4.0 L36MM OD6MM ID4MM WHITE SILICONE DEHP FREE WATER CUFF KINK RESISTANT THERMALLY STABLE NECK STRAP RING OBTURATOR MR CONDITIONAL RADIOPAQUE VERY SOFT TUBE TIP STERILE NEONATAL LATEX FREE TRACOE Silcosoft | EA | 1 | 183.85 | 183.85 | 183.85 | 194 | 194 | 2 | 1899.4 | 10 | X | X |  | X | X | X | X |  | X | X | X | X | X |  | X | X |  | Silicone
| Tubes Tracheostomy/Laryngectomy | ICU Medical Inc | 67P045 | TUBE TRACHEOSTOMY SIZE 4.5 L42MM OD6.7MM ID4.5MM WHITE SILICONE CUFFED V FLANGE MULTIPURPOSE DESIGN WIRE REINFORCED MR CONDITIONAL TRACH TIE IMPROVED WEANING OBTURATOR CE MARKED STERILE PEDIATRIC LATEX FREE PORTEX BIVONA TTS | Silicone | EA | 1 | 155.66 | 163.44 | 170.1 | 176.6 | 214.52 | 45 | 162010.84 | 970 | Alternative | 88% | Tracoe | 37245 | TUBE TRACHEOSTOMY SIZE 4.5 L42MM OD6.6MM ID4.5MM WHITE SILICONE DEHP FREE WATER CUFF KINK RESISTANT THERMALLY STABLE NECK STRAP RING OBTURATOR MR CONDITIONAL RADIOPAQUE VERY SOFT TUBE TIP STERILE PEDIATRIC LATEX FREE TRACOE Silcosoft | EA | 1 | 183.85 | 183.85 | 194 | 194 | 194 | 3 | 3573.1 | 18 | X | X | X | X | X | X | X |  | X | X | X | X | X |  | X | X |  | Silicone
| Tubes Tracheostomy/Laryngectomy | ICU Medical Inc | 67P045 | TUBE TRACHEOSTOMY SIZE 4.5 L42MM OD6.7MM ID4.5MM WHITE SILICONE CUFFED V FLANGE MULTIPURPOSE DESIGN WIRE REINFORCED MR CONDITIONAL TRACH TIE IMPROVED WEANING OBTURATOR CE MARKED STERILE PEDIATRIC LATEX FREE PORTEX BIVONA TTS | Silicone | EA | 1 | 155.66 | 163.44 | 170.1 | 176.6 | 214.52 | 45 | 162010.84 | 970 | Alternative | 88% | Tracoe | 37345 | TUBE TRACHEOSTOMY SIZE 4.5 L42MM OD6.6MM ID4.5MM WHITE SILICONE DEHP FREE KINK RESISTANT EXTENDED LENGTH THERMALLY STABLE NECK STRAP RING OBTURATOR MR CONDITIONAL RADIOPAQUE VERY SOFT TUBE TIP STERILE PEDIATRIC LATEX FREE TRACOE Silcosoft | EA | 1 | 204 | 204 | 206 | 206 | 206 | 3 | 21572 | 105 | X | X | X | X | X | X | X |  | X | X | X | X | X |  | X | X |  | Silicone
| Tubes Tracheostomy/Laryngectomy | ICU Medical Inc | 67P045 | TUBE TRACHEOSTOMY SIZE 4.5 L42MM OD6.7MM ID4.5MM WHITE SILICONE CUFFED V FLANGE MULTIPURPOSE DESIGN WIRE REINFORCED MR CONDITIONAL TRACH TIE IMPROVED WEANING OBTURATOR CE MARKED STERILE PEDIATRIC LATEX FREE PORTEX BIVONA TTS | Silicone | EA | 1 | 155.66 | 163.44 | 170.1 | 176.6 | 214.52 | 45 | 162010.84 | 970 | Alternative | 81% | Medtronic Minimally Invasive | 45PEF | TUBE TRACHEOSTOMY SIZE 4.5 L42MM OD6.7MM ID4.5MM WHITE POLYVINYLCHLORIDE DEHP FREE CUFFLESS INTEGRATED CONNECTOR TRANSPARENT FLANGE TAPE TIE RECESS PROMOTE AIRFLOW FLEXIBLE MR CONDITIONAL PEDIATRIC LATEX FREE DISPOSABLE SHILEY | EA | 1 | 39.91 | 45.5 | 45.95 | 46.43 | 53.62 | 91 | 43970.54 | 945 | X | X | X | X | X |  | X |  | X | X | X | X |  | X | X | X | X | PVC
| Tubes Tracheostomy/Laryngectomy | ICU Medical Inc | 67P045 | TUBE TRACHEOSTOMY SIZE 4.5 L42MM OD6.7MM ID4.5MM WHITE SILICONE CUFFED V FLANGE MULTIPURPOSE DESIGN WIRE REINFORCED MR CONDITIONAL TRACH TIE IMPROVED WEANING OBTURATOR CE MARKED STERILE PEDIATRIC LATEX FREE PORTEX BIVONA TTS | Silicone | EA | 1 | 155.66 | 163.44 | 170.1 | 176.6 | 214.52 | 45 | 162010.84 | 970 | Alternative | 81% | Medtronic Minimally Invasive | 45PCF | TUBE TRACHEOSTOMY SIZE 4.5 L42MM OD6.7MM ID4.5MM WHITE POLYVINYLCHLORIDE DEHP FREE TAPERGUARD CUFF INTEGRATED CONNECTOR TRANSPARENT FLANGE TAPE TIE RECESS PROMOTE AIRFLOW FLEXIBLE MR CONDITIONAL PEDIATRIC LATEX FREE DISPOSABLE SHILEY | EA | 1 | 45.5 | 58.67 | 60.87 | 65 | 72.12 | 51 | 32840.0198 | 521 | X | X | X | X | X |  | X |  | X | X | X | X |  | X | X | X | X | PVC
| Tubes Tracheostomy/Laryngectomy | ICU Medical Inc | 67P045 | TUBE TRACHEOSTOMY SIZE 4.5 L42MM OD6.7MM ID4.5MM WHITE SILICONE CUFFED V FLANGE MULTIPURPOSE DESIGN WIRE REINFORCED MR CONDITIONAL TRACH TIE IMPROVED WEANING OBTURATOR CE MARKED STERILE PEDIATRIC LATEX FREE PORTEX BIVONA TTS | Silicone | EA | 1 | 155.66 | 163.44 | 170.1 | 176.6 | 214.52 | 45 | 162010.84 | 970 | Alternative | 81% | Medtronic Minimally Invasive | 45PEF | TUBE TRACHEOSTOMY SIZE 4.5 L42MM OD6.7MM ID4.5MM WHITE POLYVINYLCHLORIDE DEHP FREE CUFFLESS INTEGRATED CONNECTOR TRANSPARENT FLANGE TAPE TIE RECESS PROMOTE AIRFLOW FLEXIBLE MR CONDITIONAL PEDIATRIC LATEX FREE DISPOSABLE SHILEY | BX |  | 45.84 | 46.43 | 46.43 | 46.43 | 49.6 | 5 | 10117.24 | 218 | X | X | X | X | X |  | X |  | X | X | X | X |  | X | X | X | X | PVC
| Tubes Tracheostomy/Laryngectomy | ICU Medical Inc | 67P045 | TUBE TRACHEOSTOMY SIZE 4.5 L42MM OD6.7MM ID4.5MM WHITE SILICONE CUFFED V FLANGE MULTIPURPOSE DESIGN WIRE REINFORCED MR CONDITIONAL TRACH TIE IMPROVED WEANING OBTURATOR CE MARKED STERILE PEDIATRIC LATEX FREE PORTEX BIVONA TTS | Silicone | EA | 1 | 155.66 | 163.44 | 170.1 | 176.6 | 214.52 | 45 | 162010.84 | 970 | Alternative | 81% | Medtronic Minimally Invasive | 45PCF | TUBE TRACHEOSTOMY SIZE 4.5 L42MM OD6.7MM ID4.5MM WHITE POLYVINYLCHLORIDE DEHP FREE TAPERGUARD CUFF INTEGRATED CONNECTOR TRANSPARENT FLANGE TAPE TIE RECESS PROMOTE AIRFLOW FLEXIBLE MR CONDITIONAL PEDIATRIC LATEX FREE DISPOSABLE SHILEY | BX |  | 39.02 | 39.02 | 58.93 | 59.11 | 65 | 4 | 2819.26 | 44 | X | X | X | X | X |  | X |  | X | X | X | X |  | X | X | X | X | PVC
| Tubes Tracheostomy/Laryngectomy | ICU Medical Inc | 67P045 | TUBE TRACHEOSTOMY SIZE 4.5 L42MM OD6.7MM ID4.5MM WHITE SILICONE CUFFED V FLANGE MULTIPURPOSE DESIGN WIRE REINFORCED MR CONDITIONAL TRACH TIE IMPROVED WEANING OBTURATOR CE MARKED STERILE PEDIATRIC LATEX FREE PORTEX BIVONA TTS | Silicone | EA | 1 | 155.66 | 163.44 | 170.1 | 176.6 | 214.52 | 45 | 162010.84 | 970 | Alternative | 81% | Medtronic Minimally Invasive | 45PEF | TUBE TRACHEOSTOMY SIZE 4.5 L42MM OD6.7MM ID4.5MM WHITE POLYVINYLCHLORIDE DEHP FREE CUFFLESS INTEGRATED CONNECTOR TRANSPARENT FLANGE TAPE TIE RECESS PROMOTE AIRFLOW FLEXIBLE MR CONDITIONAL PEDIATRIC LATEX FREE DISPOSABLE SHILEY | PK |  | 46.43 | 46.43 | 46.43 | 46.43 | 46.43 | 2 | 185.72 | 4 | X | X | X | X | X |  | X |  | X | X | X | X |  | X | X | X | X | PVC
| Tubes Tracheostomy/Laryngectomy | ICU Medical Inc | 67P045 | TUBE TRACHEOSTOMY SIZE 4.5 L42MM OD6.7MM ID4.5MM WHITE SILICONE CUFFED V FLANGE MULTIPURPOSE DESIGN WIRE REINFORCED MR CONDITIONAL TRACH TIE IMPROVED WEANING OBTURATOR CE MARKED STERILE PEDIATRIC LATEX FREE PORTEX BIVONA TTS | Silicone | EA | 1 | 155.66 | 163.44 | 170.1 | 176.6 | 214.52 | 45 | 162010.84 | 970 | Alternative | 81% | Medtronic Minimally Invasive | 45PCF | TUBE TRACHEOSTOMY SIZE 4.5 L42MM OD6.7MM ID4.5MM WHITE POLYVINYLCHLORIDE DEHP FREE TAPERGUARD CUFF INTEGRATED CONNECTOR TRANSPARENT FLANGE TAPE TIE RECESS PROMOTE AIRFLOW FLEXIBLE MR CONDITIONAL PEDIATRIC LATEX FREE DISPOSABLE SHILEY | PK |  | 69.1 | 69.1 | 69.1 | 69.1 | 69.1 | 1 | 69.1 | 1 | X | X | X | X | X |  | X |  | X | X | X | X |  | X | X | X | X | PVC
| Tubes Tracheostomy/Laryngectomy | ICU Medical Inc | 67P045 | TUBE TRACHEOSTOMY SIZE 4.5 L42MM OD6.7MM ID4.5MM WHITE SILICONE CUFFED V FLANGE MULTIPURPOSE DESIGN WIRE REINFORCED MR CONDITIONAL TRACH TIE IMPROVED WEANING OBTURATOR CE MARKED STERILE PEDIATRIC LATEX FREE PORTEX BIVONA TTS | Silicone | EA | 1 | 155.66 | 163.44 | 170.1 | 176.6 | 214.52 | 45 | 162010.84 | 970 | Alternative | 81% | Medtronic Minimally Invasive | 45PEFP | TUBE TRACHEOSTOMY SIZE 4.5 L42MM OD6.7MM ID4.5MM WHITE POLYVINYLCHLORIDE DEHP FREE CUFFLESS INTEGRATED CONNECTOR TRANSPARENT FLANGE TAPE TIE RECESS PROMOTE AIRFLOW FLEXIBLE MR CONDITIONAL PEDIATRIC LATEX FREE DISPOSABLE SHILEY | [10 empty] | X | X | X | X | X |  | X |  | X | X | X | X |  | X | X | X | X | PVC
| Tubes Tracheostomy/Laryngectomy | ICU Medical Inc | 67P045 | TUBE TRACHEOSTOMY SIZE 4.5 L42MM OD6.7MM ID4.5MM WHITE SILICONE CUFFED V FLANGE MULTIPURPOSE DESIGN WIRE REINFORCED MR CONDITIONAL TRACH TIE IMPROVED WEANING OBTURATOR CE MARKED STERILE PEDIATRIC LATEX FREE PORTEX BIVONA TTS | Silicone | EA | 1 | 155.66 | 163.44 | 170.1 | 176.6 | 214.52 | 45 | 162010.84 | 970 | Alternative | 79% | Tracoe | 37145 | TUBE TRACHEOSTOMY SIZE 4.5 L42MM OD6.6MM ID4.5MM WHITE SILICONE DEHP FREE CUFFLESS KINK RESISTANT EXTENDED LENGTH THERMALLY STABLE NECK STRAP RING OBTURATOR MR CONDITIONAL RADIOPAQUE VERY SOFT TUBE TIP STERILE PEDIATRIC LATEX FREE TRACOE Silcosoft | EA | 1 | 68 | 68 | 91 | 91 | 91 | 3 | 4503 | 51 | X | X | X | X | X |  | X |  | X | X | X | X | X |  | X | X |  | Silicone
| Tubes Tracheostomy/Laryngectomy | ICU Medical Inc | 67P045 | TUBE TRACHEOSTOMY SIZE 4.5 L42MM OD6.7MM ID4.5MM WHITE SILICONE CUFFED V FLANGE MULTIPURPOSE DESIGN WIRE REINFORCED MR CONDITIONAL TRACH TIE IMPROVED WEANING OBTURATOR CE MARKED STERILE PEDIATRIC LATEX FREE PORTEX BIVONA TTS | Silicone | EA | 1 | 155.66 | 163.44 | 170.1 | 176.6 | 214.52 | 45 | 162010.84 | 970 | Alternative | 79% | Tracoe | 37045 | TUBE TRACHEOSTOMY SIZE 4.5 L42MM OD6.6MM ID4.5MM WHITE SILICONE DEHP FREE CUFFLESS KINK RESISTANT THERMALLY STABLE NECK STRAP RING OBTURATOR MR CONDITIONAL RADIOPAQUE VERY SOFT TUBE TIP STERILE PEDIATRIC LATEX FREE TRACOE Silcosoft | EA | 1 | 63 | 63 | 63 | 68 | 68 | 2 | 1348 | 21 | X | X | X | X | X |  | X |  | X | X | X | X | X |  | X | X |  | Silicone
| Tubes Tracheostomy/Laryngectomy | ICU Medical Inc | 67P045 | TUBE TRACHEOSTOMY SIZE 4.5 L42MM OD6.7MM ID4.5MM WHITE SILICONE CUFFED V FLANGE MULTIPURPOSE DESIGN WIRE REINFORCED MR CONDITIONAL TRACH TIE IMPROVED WEANING OBTURATOR CE MARKED STERILE PEDIATRIC LATEX FREE PORTEX BIVONA TTS | Silicone | EA | 1 | 155.66 | 163.44 | 170.1 | 176.6 | 214.52 | 45 | 162010.84 | 970 | Alternative | 79% | Tracoe | 37045 | TUBE TRACHEOSTOMY SIZE 4.5 L42MM OD6.6MM ID4.5MM WHITE SILICONE DEHP FREE CUFFLESS KINK RESISTANT THERMALLY STABLE NECK STRAP RING OBTURATOR MR CONDITIONAL RADIOPAQUE VERY SOFT TUBE TIP STERILE PEDIATRIC LATEX FREE TRACOE Silcosoft | BX |  | 68 | 68 | 68 | 68 | 68 | 1 | 204 | 3 | X | X | X | X | X |  | X |  | X | X | X | X | X |  | X | X |  | Silicone
| Tubes Tracheostomy/Laryngectomy | ICU Medical Inc | 67P050 | TUBE TRACHEOSTOMY SIZE 5.0 L44MM OD7.3MM ID5MM WHITE SILICONE CUFFED V FLANGE MULTIPURPOSE DESIGN WIRE REINFORCED MR CONDITIONAL TRACH TIE IMPROVED WEANING OBTURATOR CE MARKED STERILE PEDIATRIC LATEX FREE PORTEX BIVONA TTS | Silicone | EA | 1 | 156.36 | 163.44 | 167.5 | 175.69 | 195.87 | 39 | 143178.92 | 857 | Alternative | 88% | Tracoe | 37350 | TUBE TRACHEOSTOMY SIZE 5.0 L44MM OD7.3MM ID5MM WHITE SILICONE DEHP FREE KINK RESISTANT EXTENDED LENGTH THERMALLY STABLE NECK STRAP RING OBTURATOR MR CONDITIONAL RADIOPAQUE VERY SOFT TUBE TIP STERILE PEDIATRIC LATEX FREE TRACOE Silcosoft | EA | 1 | 200 | 200 | 204 | 206 | 206 | 3 | 12850 | 63 | X | X | X | X | X | X | X |  | X | X | X | X | X |  | X | X |  | Silicone
| Tubes Tracheostomy/Laryngectomy | ICU Medical Inc | 67P050 | TUBE TRACHEOSTOMY SIZE 5.0 L44MM OD7.3MM ID5MM WHITE SILICONE CUFFED V FLANGE MULTIPURPOSE DESIGN WIRE REINFORCED MR CONDITIONAL TRACH TIE IMPROVED WEANING OBTURATOR CE MARKED STERILE PEDIATRIC LATEX FREE PORTEX BIVONA TTS | Silicone | EA | 1 | 156.36 | 163.44 | 167.5 | 175.69 | 195.87 | 39 | 143178.92 | 857 | Alternative | 88% | Tracoe | 37250 | TUBE TRACHEOSTOMY SIZE 5.0 L44MM OD7.3MM ID5MM WHITE SILICONE DEHP FREE WATER CUFF KINK RESISTANT THERMALLY STABLE NECK STRAP RING OBTURATOR MR CONDITIONAL RADIOPAQUE VERY SOFT TUBE TIP STERILE PEDIATRIC LATEX FREE TRACOE Silcosoft | EA | 1 | 183.85 | 183.85 | 183.85 | 194 | 194 | 2 | 1511.4 | 8 | X | X | X | X | X | X | X |  | X | X | X | X | X |  | X | X |  | Silicone
| Tubes Tracheostomy/Laryngectomy | ICU Medical Inc | 67P050 | TUBE TRACHEOSTOMY SIZE 5.0 L44MM OD7.3MM ID5MM WHITE SILICONE CUFFED V FLANGE MULTIPURPOSE DESIGN WIRE REINFORCED MR CONDITIONAL TRACH TIE IMPROVED WEANING OBTURATOR CE MARKED STERILE PEDIATRIC LATEX FREE PORTEX BIVONA TTS | Silicone | EA | 1 | 156.36 | 163.44 | 167.5 | 175.69 | 195.87 | 39 | 143178.92 | 857 | Alternative | 81% | Medtronic Minimally Invasive | 50PEF | TUBE TRACHEOSTOMY SIZE 5.0 L44MM OD7.3MM ID5MM WHITE POLYVINYLCHLORIDE DEHP FREE CUFFLESS INTEGRATED CONNECTOR TRANSPARENT FLANGE TAPE TIE RECESS PROMOTE AIRFLOW FLEXIBLE MR CONDITIONAL PEDIATRIC LATEX FREE DISPOSABLE SHILEY | EA | 1 | 39.91 | 45.07 | 45.96 | 46.75 | 54.44 | 100 | 38878.65 | 831 | X | X | X | X | X |  | X |  | X | X | X | X |  | X | X | X | X | PVC
| Tubes Tracheostomy/Laryngectomy | ICU Medical Inc | 67P050 | TUBE TRACHEOSTOMY SIZE 5.0 L44MM OD7.3MM ID5MM WHITE SILICONE CUFFED V FLANGE MULTIPURPOSE DESIGN WIRE REINFORCED MR CONDITIONAL TRACH TIE IMPROVED WEANING OBTURATOR CE MARKED STERILE PEDIATRIC LATEX FREE PORTEX BIVONA TTS | Silicone | EA | 1 | 156.36 | 163.44 | 167.5 | 175.69 | 195.87 | 39 | 143178.92 | 857 | Alternative | 81% | Medtronic Minimally Invasive | 50PCF | TUBE TRACHEOSTOMY SIZE 5.0 L44MM OD7.3MM ID5MM WHITE POLYVINYLCHLORIDE DEHP FREE TAPERGUARD CUFF INTEGRATED CONNECTOR TRANSPARENT FLANGE TAPE TIE RECESS PROMOTE AIRFLOW FLEXIBLE MR CONDITIONAL PEDIATRIC LATEX FREE DISPOSABLE SHILEY | EA | 1 | 45.2317 | 58.67 | 60.54 | 65 | 73.42 | 59 | 31421.0402 | 508 | X | X | X | X | X |  | X |  | X | X | X | X |  | X | X | X | X | PVC
| Tubes Tracheostomy/Laryngectomy | ICU Medical Inc | 67P050 | TUBE TRACHEOSTOMY SIZE 5.0 L44MM OD7.3MM ID5MM WHITE SILICONE CUFFED V FLANGE MULTIPURPOSE DESIGN WIRE REINFORCED MR CONDITIONAL TRACH TIE IMPROVED WEANING OBTURATOR CE MARKED STERILE PEDIATRIC LATEX FREE PORTEX BIVONA TTS | Silicone | EA | 1 | 156.36 | 163.44 | 167.5 | 175.69 | 195.87 | 39 | 143178.92 | 857 | Alternative | 81% | Medtronic Minimally Invasive | 50PEF | TUBE TRACHEOSTOMY SIZE 5.0 L44MM OD7.3MM ID5MM WHITE POLYVINYLCHLORIDE DEHP FREE CUFFLESS INTEGRATED CONNECTOR TRANSPARENT FLANGE TAPE TIE RECESS PROMOTE AIRFLOW FLEXIBLE MR CONDITIONAL PEDIATRIC LATEX FREE DISPOSABLE SHILEY | BX |  | 40.31 | 45.5 | 45.95 | 46.43 | 53.09 | 11 | 7217.81 | 156 | X | X | X | X | X |  | X |  | X | X | X | X |  | X | X | X | X | PVC
| Tubes Tracheostomy/Laryngectomy | ICU Medical Inc | 67P050 | TUBE TRACHEOSTOMY SIZE 5.0 L44MM OD7.3MM ID5MM WHITE SILICONE CUFFED V FLANGE MULTIPURPOSE DESIGN WIRE REINFORCED MR CONDITIONAL TRACH TIE IMPROVED WEANING OBTURATOR CE MARKED STERILE PEDIATRIC LATEX FREE PORTEX BIVONA TTS | Silicone | EA | 1 | 156.36 | 163.44 | 167.5 | 175.69 | 195.87 | 39 | 143178.92 | 857 | Alternative | 81% | Medtronic Minimally Invasive | 50PCF | TUBE TRACHEOSTOMY SIZE 5.0 L44MM OD7.3MM ID5MM WHITE POLYVINYLCHLORIDE DEHP FREE TAPERGUARD CUFF INTEGRATED CONNECTOR TRANSPARENT FLANGE TAPE TIE RECESS PROMOTE AIRFLOW FLEXIBLE MR CONDITIONAL PEDIATRIC LATEX FREE DISPOSABLE SHILEY | BX |  | 39.02 | 39.02 | 58.93 | 59.11 | 65 | 4 | 645.19 | 11 | X | X | X | X | X |  | X |  | X | X | X | X |  | X | X | X | X | PVC
| Tubes Tracheostomy/Laryngectomy | ICU Medical Inc | 67P050 | TUBE TRACHEOSTOMY SIZE 5.0 L44MM OD7.3MM ID5MM WHITE SILICONE CUFFED V FLANGE MULTIPURPOSE DESIGN WIRE REINFORCED MR CONDITIONAL TRACH TIE IMPROVED WEANING OBTURATOR CE MARKED STERILE PEDIATRIC LATEX FREE PORTEX BIVONA TTS | Silicone | EA | 1 | 156.36 | 163.44 | 167.5 | 175.69 | 195.87 | 39 | 143178.92 | 857 | Alternative | 81% | Medtronic Minimally Invasive | 50PCF | TUBE TRACHEOSTOMY SIZE 5.0 L44MM OD7.3MM ID5MM WHITE POLYVINYLCHLORIDE DEHP FREE TAPERGUARD CUFF INTEGRATED CONNECTOR TRANSPARENT FLANGE TAPE TIE RECESS PROMOTE AIRFLOW FLEXIBLE MR CONDITIONAL PEDIATRIC LATEX FREE DISPOSABLE SHILEY | PK |  | 69.1 | 69.1 | 69.1 | 69.1 | 69.1 | 1 | 276.4 | 4 | X | X | X | X | X |  | X |  | X | X | X | X |  | X | X | X | X | PVC
| Tubes Tracheostomy/Laryngectomy | ICU Medical Inc | 67P050 | TUBE TRACHEOSTOMY SIZE 5.0 L44MM OD7.3MM ID5MM WHITE SILICONE CUFFED V FLANGE MULTIPURPOSE DESIGN WIRE REINFORCED MR CONDITIONAL TRACH TIE IMPROVED WEANING OBTURATOR CE MARKED STERILE PEDIATRIC LATEX FREE PORTEX BIVONA TTS | Silicone | EA | 1 | 156.36 | 163.44 | 167.5 | 175.69 | 195.87 | 39 | 143178.92 | 857 | Alternative | 81% | Medtronic Minimally Invasive | 50PEFP | TUBE TRACHEOSTOMY SIZE 5.0 L44MM OD7.3MM ID5MM WHITE POLYVINYLCHLORIDE DEHP FREE CUFFLESS INTEGRATED CONNECTOR TRANSPARENT FLANGE TAPE TIE RECESS PROMOTE AIRFLOW FLEXIBLE MR CONDITIONAL PEDIATRIC LATEX FREE DISPOSABLE SHILEY | [10 empty] | X | X | X | X | X |  | X |  | X | X | X | X |  | X | X | X | X | PVC
| Tubes Tracheostomy/Laryngectomy | ICU Medical Inc | 67P050 | TUBE TRACHEOSTOMY SIZE 5.0 L44MM OD7.3MM ID5MM WHITE SILICONE CUFFED V FLANGE MULTIPURPOSE DESIGN WIRE REINFORCED MR CONDITIONAL TRACH TIE IMPROVED WEANING OBTURATOR CE MARKED STERILE PEDIATRIC LATEX FREE PORTEX BIVONA TTS | Silicone | EA | 1 | 156.36 | 163.44 | 167.5 | 175.69 | 195.87 | 39 | 143178.92 | 857 | Alternative | 79% | Tracoe | 37050 | TUBE TRACHEOSTOMY SIZE 5.0 L44MM OD7.3MM ID5MM WHITE SILICONE DEHP FREE CUFFLESS KINK RESISTANT THERMALLY STABLE NECK STRAP RING OBTURATOR MR CONDITIONAL RADIOPAQUE VERY SOFT TUBE TIP STERILE PEDIATRIC LATEX FREE TRACOE Silcosoft | EA | 1 | 63 | 63 | 63 | 68 | 68 | 2 | 1373 | 21 | X | X | X | X | X |  | X |  | X | X | X | X | X |  | X | X |  | Silicone
| Tubes Tracheostomy/Laryngectomy | ICU Medical Inc | 67P050 | TUBE TRACHEOSTOMY SIZE 5.0 L44MM OD7.3MM ID5MM WHITE SILICONE CUFFED V FLANGE MULTIPURPOSE DESIGN WIRE REINFORCED MR CONDITIONAL TRACH TIE IMPROVED WEANING OBTURATOR CE MARKED STERILE PEDIATRIC LATEX FREE PORTEX BIVONA TTS | Silicone | EA | 1 | 156.36 | 163.44 | 167.5 | 175.69 | 195.87 | 39 | 143178.92 | 857 | Alternative | 79% | Tracoe | 37150 | TUBE TRACHEOSTOMY SIZE 5.0 L44MM OD7.3MM ID5MM WHITE SILICONE DEHP FREE CUFFLESS KINK RESISTANT EXTENDED LENGTH THERMALLY STABLE NECK STRAP RING OBTURATOR MR CONDITIONAL RADIOPAQUE VERY SOFT TUBE TIP STERILE PEDIATRIC LATEX FREE TRACOE Silcosoft | EA | 1 | 91 | 91 | 91 | 91 | 91 | 2 | 1911 | 21 | X | X | X | X | X |  | X |  | X | X | X | X | X |  | X | X |  | Silicone
| Tubes Tracheostomy/Laryngectomy | ICU Medical Inc | 67P055 | TUBE TRACHEOSTOMY SIZE 5.5 L46MM OD8MM ID5.5MM WHITE SILICONE CUFFED V FLANGE MULTIPURPOSE DESIGN WIRE REINFORCED MR CONDITIONAL TRACH TIE IMPROVED WEANING OBTURATOR CE MARKED STERILE PEDIATRIC LATEX FREE PORTEX BIVONA TTS | Silicone | EA | 1 | 155.66 | 163.44 | 164.61 | 172.84 | 195.87 | 30 | 89181.11 | 553 | Alternative | 81% | Medtronic Minimally Invasive | 55PEF | TUBE TRACHEOSTOMY SIZE 5.5 L46MM OD7.9MM ID5.5MM WHITE POLYVINYLCHLORIDE DEHP FREE CUFFLESS INTEGRATED CONNECTOR TRANSPARENT FLANGE TAPE TIE RECESS PROMOTE AIRFLOW FLEXIBLE MR CONDITIONAL PEDIATRIC LATEX FREE DISPOSABLE SHILEY | EA | 1 | 39.91 | 45.5 | 46.42 | 46.75 | 54.68 | 69 | 24512.4963 | 523 | X | X | X | X | X |  | X |  | X | X | X | X |  | X | X | X | X | PVC
| Tubes Tracheostomy/Laryngectomy | ICU Medical Inc | 67P055 | TUBE TRACHEOSTOMY SIZE 5.5 L46MM OD8MM ID5.5MM WHITE SILICONE CUFFED V FLANGE MULTIPURPOSE DESIGN WIRE REINFORCED MR CONDITIONAL TRACH TIE IMPROVED WEANING OBTURATOR CE MARKED STERILE PEDIATRIC LATEX FREE PORTEX BIVONA TTS | Silicone | EA | 1 | 155.66 | 163.44 | 164.61 | 172.84 | 195.87 | 30 | 89181.11 | 553 | Alternative | 81% | Medtronic Minimally Invasive | 55PCF | TUBE TRACHEOSTOMY SIZE 5.5 L46MM OD7.9MM ID5.5MM WHITE POLYVINYLCHLORIDE DEHP FREE TAPERGUARD CUFF INTEGRATED CONNECTOR TRANSPARENT FLANGE TAPE TIE RECESS PROMOTE AIRFLOW FLEXIBLE MR CONDITIONAL PEDIATRIC LATEX FREE DISPOSABLE SHILEY | EA | 1 | 45.2317 | 49.34 | 59.11 | 65 | 73.841 | 52 | 30163.5722 | 490 | X | X | X | X | X |  | X |  | X | X | X | X |  | X | X | X | X | PVC
| Tubes Tracheostomy/Laryngectomy | ICU Medical Inc | 67P055 | TUBE TRACHEOSTOMY SIZE 5.5 L46MM OD8MM ID5.5MM WHITE SILICONE CUFFED V FLANGE MULTIPURPOSE DESIGN WIRE REINFORCED MR CONDITIONAL TRACH TIE IMPROVED WEANING OBTURATOR CE MARKED STERILE PEDIATRIC LATEX FREE PORTEX BIVONA TTS | Silicone | EA | 1 | 155.66 | 163.44 | 164.61 | 172.84 | 195.87 | 30 | 89181.11 | 553 | Alternative | 81% | Medtronic Minimally Invasive | 55PCF | TUBE TRACHEOSTOMY SIZE 5.5 L46MM OD7.9MM ID5.5MM WHITE POLYVINYLCHLORIDE DEHP FREE TAPERGUARD CUFF INTEGRATED CONNECTOR TRANSPARENT FLANGE TAPE TIE RECESS PROMOTE AIRFLOW FLEXIBLE MR CONDITIONAL PEDIATRIC LATEX FREE DISPOSABLE SHILEY | BX |  | 39.02 | 39.02 | 58.93 | 59.11 | 59.11 | 3 | 1080.93 | 19 | X | X | X | X | X |  | X |  | X | X | X | X |  | X | X | X | X | PVC
| Tubes Tracheostomy/Laryngectomy | ICU Medical Inc | 67P055 | TUBE TRACHEOSTOMY SIZE 5.5 L46MM OD8MM ID5.5MM WHITE SILICONE CUFFED V FLANGE MULTIPURPOSE DESIGN WIRE REINFORCED MR CONDITIONAL TRACH TIE IMPROVED WEANING OBTURATOR CE MARKED STERILE PEDIATRIC LATEX FREE PORTEX BIVONA TTS | Silicone | EA | 1 | 155.66 | 163.44 | 164.61 | 172.84 | 195.87 | 30 | 89181.11 | 553 | Alternative | 81% | Medtronic Minimally Invasive | 55PEF | TUBE TRACHEOSTOMY SIZE 5.5 L46MM OD7.9MM ID5.5MM WHITE POLYVINYLCHLORIDE DEHP FREE CUFFLESS INTEGRATED CONNECTOR TRANSPARENT FLANGE TAPE TIE RECESS PROMOTE AIRFLOW FLEXIBLE MR CONDITIONAL PEDIATRIC LATEX FREE DISPOSABLE SHILEY | BX |  | 27.08 | 27.08 | 27.08 | 46.43 | 46.43 | 2 | 4762.94 | 103 | X | X | X | X | X |  | X |  | X | X | X | X |  | X | X | X | X | PVC
| Tubes Tracheostomy/Laryngectomy | ICU Medical Inc | 67P055 | TUBE TRACHEOSTOMY SIZE 5.5 L46MM OD8MM ID5.5MM WHITE SILICONE CUFFED V FLANGE MULTIPURPOSE DESIGN WIRE REINFORCED MR CONDITIONAL TRACH TIE IMPROVED WEANING OBTURATOR CE MARKED STERILE PEDIATRIC LATEX FREE PORTEX BIVONA TTS | Silicone | EA | 1 | 155.66 | 163.44 | 164.61 | 172.84 | 195.87 | 30 | 89181.11 | 553 | Alternative | 81% | Medtronic Minimally Invasive | 55PCF | TUBE TRACHEOSTOMY SIZE 5.5 L46MM OD7.9MM ID5.5MM WHITE POLYVINYLCHLORIDE DEHP FREE TAPERGUARD CUFF INTEGRATED CONNECTOR TRANSPARENT FLANGE TAPE TIE RECESS PROMOTE AIRFLOW FLEXIBLE MR CONDITIONAL PEDIATRIC LATEX FREE DISPOSABLE SHILEY | PK |  | 69.1 | 69.1 | 69.1 | 69.1 | 69.1 | 1 | 69.1 | 1 | X | X | X | X | X |  | X |  | X | X | X | X |  | X | X | X | X | PVC
| Tubes Tracheostomy/Laryngectomy | ICU Medical Inc | 67P055 | TUBE TRACHEOSTOMY SIZE 5.5 L46MM OD8MM ID5.5MM WHITE SILICONE CUFFED V FLANGE MULTIPURPOSE DESIGN WIRE REINFORCED MR CONDITIONAL TRACH TIE IMPROVED WEANING OBTURATOR CE MARKED STERILE PEDIATRIC LATEX FREE PORTEX BIVONA TTS | Silicone | EA | 1 | 155.66 | 163.44 | 164.61 | 172.84 | 195.87 | 30 | 89181.11 | 553 | Alternative | 81% | Medtronic Minimally Invasive | 55PEF | TUBE TRACHEOSTOMY SIZE 5.5 L46MM OD7.9MM ID5.5MM WHITE POLYVINYLCHLORIDE DEHP FREE CUFFLESS INTEGRATED CONNECTOR TRANSPARENT FLANGE TAPE TIE RECESS PROMOTE AIRFLOW FLEXIBLE MR CONDITIONAL PEDIATRIC LATEX FREE DISPOSABLE SHILEY | CS |  | 43.38 | 43.38 | 43.38 | 43.38 | 43.38 | 1 | 86.76 | 2 | X | X | X | X | X |  | X |  | X | X | X | X |  | X | X | X | X | PVC
| Tubes Tracheostomy/Laryngectomy | ICU Medical Inc | 67P055 | TUBE TRACHEOSTOMY SIZE 5.5 L46MM OD8MM ID5.5MM WHITE SILICONE CUFFED V FLANGE MULTIPURPOSE DESIGN WIRE REINFORCED MR CONDITIONAL TRACH TIE IMPROVED WEANING OBTURATOR CE MARKED STERILE PEDIATRIC LATEX FREE PORTEX BIVONA TTS | Silicone | EA | 1 | 155.66 | 163.44 | 164.61 | 172.84 | 195.87 | 30 | 89181.11 | 553 | Alternative | 81% | Medtronic Minimally Invasive | 55PEFP | TUBE TRACHEOSTOMY SIZE 5.5 L46MM OD7.9MM ID5.5MM WHITE POLYVINYLCHLORIDE DEHP FREE CUFFLESS INTEGRATED CONNECTOR TRANSPARENT FLANGE TAPE TIE RECESS PROMOTE AIRFLOW FLEXIBLE MR CONDITIONAL PEDIATRIC LATEX FREE DISPOSABLE SHILEY | [10 empty] | X | X | X | X | X |  | X |  | X | X | X | X |  | X | X | X | X | PVC
| Tubes Tracheostomy/Laryngectomy | ICU Medical Inc | 67P055 | TUBE TRACHEOSTOMY SIZE 5.5 L46MM OD8MM ID5.5MM WHITE SILICONE CUFFED V FLANGE MULTIPURPOSE DESIGN WIRE REINFORCED MR CONDITIONAL TRACH TIE IMPROVED WEANING OBTURATOR CE MARKED STERILE PEDIATRIC LATEX FREE PORTEX BIVONA TTS | Silicone | EA | 1 | 155.66 | 163.44 | 164.61 | 172.84 | 195.87 | 30 | 89181.11 | 553 | Alternative | 79% | Tracoe | 37255 | TUBE TRACHEOSTOMY SIZE 5.5 L46MM OD8.4MM ID5.5MM WHITE SILICONE DEHP FREE WATER CUFF KINK RESISTANT THERMALLY STABLE NECK STRAP RING OBTURATOR MR CONDITIONAL RADIOPAQUE VERY SOFT TUBE TIP STERILE PEDIATRIC LATEX FREE TRACOE Silcosoft | EA | 1 | 183.85 | 183.85 | 183.85 | 194 | 194 | 2 | 1123.4 | 6 | X |  | X | X | X | X | X |  | X | X | X | X | X |  | X | X |  | Silicone
| Tubes Tracheostomy/Laryngectomy | ICU Medical Inc | 67P055 | TUBE TRACHEOSTOMY SIZE 5.5 L46MM OD8MM ID5.5MM WHITE SILICONE CUFFED V FLANGE MULTIPURPOSE DESIGN WIRE REINFORCED MR CONDITIONAL TRACH TIE IMPROVED WEANING OBTURATOR CE MARKED STERILE PEDIATRIC LATEX FREE PORTEX BIVONA TTS | Silicone | EA | 1 | 155.66 | 163.44 | 164.61 | 172.84 | 195.87 | 30 | 89181.11 | 553 | Alternative | 79% | Tracoe | 37355 | TUBE TRACHEOSTOMY SIZE 5.5 L46MM OD8.4MM ID5.5MM WHITE SILICONE DEHP FREE KINK RESISTANT EXTENDED LENGTH THERMALLY STABLE NECK STRAP RING OBTURATOR MR CONDITIONAL RADIOPAQUE VERY SOFT TUBE TIP STERILE PEDIATRIC LATEX FREE TRACOE Silcosoft | EA | 1 | 206 | 206 | 206 | 212 | 212 | 2 | 5156 | 25 | X |  | X | X | X | X | X |  | X | X | X | X | X |  | X | X |  | Silicone
| Tubes Tracheostomy/Laryngectomy | ICU Medical Inc | 60NFPS25 | TUBE TRACHEOSTOMY SIZE 2.5 L30MM OD4MM ID2.5MM WHITE SILICONE CUFFLESS EXTENDED LENGTH STRAIGHT FLANGE KINK RESISTANT FLEXIBLE MR CONDITIONAL CE MARKED STERILE NEONATAL LATEX FREE PORTEX BIVONA FLEXTEND | Silicone | EA | 1 | 130.55 | 135.79 | 143.59 | 145.89 | 162.72 | 16 | 13304.53 | 93 | No match
| Tubes Tracheostomy/Laryngectomy | ICU Medical Inc | 60NFPS30 | TUBE TRACHEOSTOMY SIZE 3.0 L32MM OD4.7MM ID3MM WHITE SILICONE CUFFLESS EXTENDED LENGTH STRAIGHT FLANGE KINK RESISTANT FLEXIBLE MR CONDITIONAL CE MARKED STERILE NEONATAL LATEX FREE PORTEX BIVONA FLEXTEND | Silicone | EA | 1 | 129.32 | 135.79 | 141.41 | 143.59 | 162.72 | 31 | 44289.97 | 319 | No match
| Tubes Tracheostomy/Laryngectomy | ICU Medical Inc | 60NFPS35 | TUBE TRACHEOSTOMY SIZE 3.5 L34MM OD5.3MM ID3.5MM WHITE SILICONE CUFFLESS EXTENDED LENGTH STRAIGHT FLANGE KINK RESISTANT FLEXIBLE MR CONDITIONAL CE MARKED STERILE NEONATAL LATEX FREE PORTEX BIVONA FLEXTEND | Silicone | EA | 1 | 129.32 | 135.79 | 139.99 | 143.59 | 157.98 | 28 | 56448.51 | 416 | No match
| Tubes Tracheostomy/Laryngectomy | ICU Medical Inc | 60NFPS40 | TUBE TRACHEOSTOMY SIZE 4.0 L36MM OD6MM ID4MM WHITE SILICONE CUFFLESS EXTENDED LENGTH STRAIGHT FLANGE KINK RESISTANT FLEXIBLE MR CONDITIONAL CE MARKED STERILE NEONATAL LATEX FREE PORTEX BIVONA FLEXTEND | Silicone | EA | 1 | 129.32 | 135.79 | 139.98 | 143.59 | 186 | 25 | 28781.09 | 204 | No match
| Tubes Tracheostomy/Laryngectomy | ICU Medical Inc | 60NFP25 | TUBE TRACHEOSTOMY SIZE 2.5 L30MM OD4MM ID2.5MM WHITE SILICONE CUFFLESS EXTENDED LENGTH V FLANGE KINK RESISTANT FLEXIBLE MR CONDITIONAL CE MARKED STERILE NEONATAL LATEX FREE PORTEX BIVONA FLEXTEND | Silicone | EA | 1 | 133.32 | 135.79 | 139.98 | 150.4 | 157.98 | 10 | 10623.04 | 73 | No match
| Tubes Tracheostomy/Laryngectomy | ICU Medical Inc | 60NFP30 | TUBE TRACHEOSTOMY SIZE 3.0 L32MM OD4.7MM ID3MM WHITE SILICONE CUFFLESS EXTENDED LENGTH V FLANGE KINK RESISTANT FLEXIBLE MR CONDITIONAL CE MARKED STERILE NEONATAL LATEX FREE PORTEX BIVONA FLEXTEND | Silicone | BX | 1 | 159.05 | 159.05 | 159.05 | 159.05 | 159.05 | 1 | 5089.6 | 32 | No match
| Tubes Tracheostomy/Laryngectomy | ICU Medical Inc | 60NFP30 | TUBE TRACHEOSTOMY SIZE 3.0 L32MM OD4.7MM ID3MM WHITE SILICONE CUFFLESS EXTENDED LENGTH V FLANGE KINK RESISTANT FLEXIBLE MR CONDITIONAL CE MARKED STERILE NEONATAL LATEX FREE PORTEX BIVONA FLEXTEND | Silicone | EA | 1 | 130.55 | 139.98 | 143.59 | 157.98 | 162.72 | 19 | 30638.57 | 213 | No match
| Tubes Tracheostomy/Laryngectomy | ICU Medical Inc | 60NFP35 | TUBE TRACHEOSTOMY SIZE 3.5 L34MM OD5.3MM ID3.5MM WHITE SILICONE CUFFLESS EXTENDED LENGTH V FLANGE KINK RESISTANT FLEXIBLE MR CONDITIONAL CE MARKED STERILE NEONATAL LATEX FREE PORTEX BIVONA FLEXTEND | Silicone | EA | 1 | 130.23 | 135.79 | 139.99 | 147.69 | 162.72 | 20 | 31671.46 | 219 | No match
| Tubes Tracheostomy/Laryngectomy | ICU Medical Inc | 60NFP40 | TUBE TRACHEOSTOMY SIZE 4.0 L36MM OD6MM ID4MM WHITE SILICONE CUFFLESS EXTENDED LENGTH V FLANGE KINK RESISTANT FLEXIBLE MR CONDITIONAL CE MARKED STERILE NEONATAL LATEX FREE PORTEX BIVONA FLEXTEND | Silicone | EA | 1 | 135.79 | 139.98 | 142.97 | 150.4 | 154.05 | 10 | 5710.65 | 39 | No match
| Tubes Tracheostomy/Laryngectomy | ICU Medical Inc | 60SN025 | TUBE TRACHEOSTOMY SIZE 2.5 L30MM OD4MM ID2.5MM WHITE SILICONE CUFFLESS STRAIGHT FLANGE HYDROPHOBIC HYPOALLERGENIC WIRE REINFORCED REPROCESSIBLE FLEXIBLE IMPROVED FIT INTEGRATED 15MM CONNECTOR MR CONDITIONAL TRACH TIE IMPROVED WEANING CE MARKED STERILE NEONATAL LATEX FREE PORTEX BIVONA | Silicone | EA | 1 | 48.91 | 51.13 | 52.71 | 57.35 | 59.48 | 14 | 8788.68 | 169 | Alternative | 94% | Medtronic Minimally Invasive | 25NEF | TUBE TRACHEOSTOMY SIZE 2.5 L30MM OD4.2MM ID2.5MM WHITE POLYVINYLCHLORIDE DEHP FREE CUFFLESS INTEGRATED CONNECTOR TRANSPARENT FLANGE TAPE TIE RECESS PROMOTE AIRFLOW FLEXIBLE MR CONDITIONAL NEONATAL LATEX FREE DISPOSABLE SHILEY | EA | 1 | 31.35 | 31.85 | 45.5 | 45.95 | 50 | 7 | 1496.75 | 43 | X | X | X | X | X | X | X | X | X | X | X | X |  |  | X | X | X | PVC
| Tubes Tracheostomy/Laryngectomy | ICU Medical Inc | 60SN025 | TUBE TRACHEOSTOMY SIZE 2.5 L30MM OD4MM ID2.5MM WHITE SILICONE CUFFLESS STRAIGHT FLANGE HYDROPHOBIC HYPOALLERGENIC WIRE REINFORCED REPROCESSIBLE FLEXIBLE IMPROVED FIT INTEGRATED 15MM CONNECTOR MR CONDITIONAL TRACH TIE IMPROVED WEANING CE MARKED STERILE NEONATAL LATEX FREE PORTEX BIVONA | Silicone | EA | 1 | 48.91 | 51.13 | 52.71 | 57.35 | 59.48 | 14 | 8788.68 | 169 | Alternative | 94% | Medtronic Minimally Invasive | 25NEF | TUBE TRACHEOSTOMY SIZE 2.5 L30MM OD4.2MM ID2.5MM WHITE POLYVINYLCHLORIDE DEHP FREE CUFFLESS INTEGRATED CONNECTOR TRANSPARENT FLANGE TAPE TIE RECESS PROMOTE AIRFLOW FLEXIBLE MR CONDITIONAL NEONATAL LATEX FREE DISPOSABLE SHILEY | BX |  | 47.0104 | 47.0104 | 47.0104 | 47.0104 | 47.0104 | 1 | 705.156 | 15 | X | X | X | X | X | X | X | X | X | X | X | X |  |  | X | X | X | PVC
| Tubes Tracheostomy/Laryngectomy | ICU Medical Inc | 60SN025 | TUBE TRACHEOSTOMY SIZE 2.5 L30MM OD4MM ID2.5MM WHITE SILICONE CUFFLESS STRAIGHT FLANGE HYDROPHOBIC HYPOALLERGENIC WIRE REINFORCED REPROCESSIBLE FLEXIBLE IMPROVED FIT INTEGRATED 15MM CONNECTOR MR CONDITIONAL TRACH TIE IMPROVED WEANING CE MARKED STERILE NEONATAL LATEX FREE PORTEX BIVONA | Silicone | EA | 1 | 48.91 | 51.13 | 52.71 | 57.35 | 59.48 | 14 | 8788.68 | 169 | Alternative | 88% | Tracoe | 36025 | TUBE TRACHEOSTOMY SIZE 2.5 L30MM OD4.4MM ID2.5MM WHITE SILICONE DEHP FREE CUFFLESS KINK RESISTANT THERMALLY STABLE NECK STRAP RING OBTURATOR MR CONDITIONAL RADIOPAQUE VERY SOFT TUBE TIP STERILE NEONATAL LATEX FREE TRACOE Silcosoft | EA | 1 | 63 | 63 | 63 | 68 | 68 | 3 | 786 | 12 | X |  | X | X | X | X | X | X | X | X | X | X | X | X | X | X |  | Silicone
| Tubes Tracheostomy/Laryngectomy | ICU Medical Inc | 60SN025 | TUBE TRACHEOSTOMY SIZE 2.5 L30MM OD4MM ID2.5MM WHITE SILICONE CUFFLESS STRAIGHT FLANGE HYDROPHOBIC HYPOALLERGENIC WIRE REINFORCED REPROCESSIBLE FLEXIBLE IMPROVED FIT INTEGRATED 15MM CONNECTOR MR CONDITIONAL TRACH TIE IMPROVED WEANING CE MARKED STERILE NEONATAL LATEX FREE PORTEX BIVONA | Silicone | EA | 1 | 48.91 | 51.13 | 52.71 | 57.35 | 59.48 | 14 | 8788.68 | 169 | Alternative | 88% | Tracoe | 36125 | TUBE TRACHEOSTOMY SIZE 2.5 L30MM OD4.4MM ID2.5MM WHITE SILICONE DEHP FREE CUFFLESS KINK RESISTANT EXTENDED LENGTH THERMALLY STABLE NECK STRAP RING OBTURATOR MR CONDITIONAL RADIOPAQUE VERY SOFT TUBE TIP STERILE NEONATAL LATEX FREE TRACOE Silcosoft | EA | 1 | 128.5 | 128.5 | 128.5 | 129 | 129 | 2 | 4500.5 | 35 | X |  | X | X | X | X | X | X | X | X | X | X | X | X | X | X |  | Silicone
| Tubes Tracheostomy/Laryngectomy | ICU Medical Inc | 60SN025 | TUBE TRACHEOSTOMY SIZE 2.5 L30MM OD4MM ID2.5MM WHITE SILICONE CUFFLESS STRAIGHT FLANGE HYDROPHOBIC HYPOALLERGENIC WIRE REINFORCED REPROCESSIBLE FLEXIBLE IMPROVED FIT INTEGRATED 15MM CONNECTOR MR CONDITIONAL TRACH TIE IMPROVED WEANING CE MARKED STERILE NEONATAL LATEX FREE PORTEX BIVONA | Silicone | EA | 1 | 48.91 | 51.13 | 52.71 | 57.35 | 59.48 | 14 | 8788.68 | 169 | Alternative | 84% | Medtronic Minimally Invasive | 25NCF | TUBE TRACHEOSTOMY SIZE 2.5 L30MM OD4.2MM ID2.5MM WHITE POLYVINYLCHLORIDE DEHP FREE TAPERGUARD CUFF INTEGRATED CONNECTOR TRANSPARENT FLANGE TAPE TIE RECESS PROMOTE AIRFLOW FLEXIBLE MR CONDITIONAL NEONATAL LATEX FREE DISPOSABLE SHILEY | EA | 1 | 46.63 | 58.67 | 60.54 | 69.03 | 72.12 | 9 | 3639.6502 | 59 | X | X | X | X | X |  | X | X | X | X | X | X |  |  | X | X | X | PVC
| Tubes Tracheostomy/Laryngectomy | ICU Medical Inc | 60SN025 | TUBE TRACHEOSTOMY SIZE 2.5 L30MM OD4MM ID2.5MM WHITE SILICONE CUFFLESS STRAIGHT FLANGE HYDROPHOBIC HYPOALLERGENIC WIRE REINFORCED REPROCESSIBLE FLEXIBLE IMPROVED FIT INTEGRATED 15MM CONNECTOR MR CONDITIONAL TRACH TIE IMPROVED WEANING CE MARKED STERILE NEONATAL LATEX FREE PORTEX BIVONA | Silicone | EA | 1 | 48.91 | 51.13 | 52.71 | 57.35 | 59.48 | 14 | 8788.68 | 169 | Alternative | 84% | Medtronic Minimally Invasive | 25PEF | TUBE TRACHEOSTOMY SIZE 2.5 L39MM OD4.2MM ID2.5MM WHITE POLYVINYLCHLORIDE DEHP FREE CUFFLESS INTEGRATED CONNECTOR TRANSPARENT FLANGE TAPE TIE RECESS PROMOTE AIRFLOW FLEXIBLE MR CONDITIONAL PEDIATRIC LATEX FREE DISPOSABLE SHILEY | EA | 1 | 39.91 | 44.8 | 45.5 | 46.43 | 46.43 | 7 | 1353.07 | 30 | X | X |  | X | X | X | X | X | X | X | X | X |  |  | X | X | X | PVC
| Tubes Tracheostomy/Laryngectomy | ICU Medical Inc | 60SN025 | TUBE TRACHEOSTOMY SIZE 2.5 L30MM OD4MM ID2.5MM WHITE SILICONE CUFFLESS STRAIGHT FLANGE HYDROPHOBIC HYPOALLERGENIC WIRE REINFORCED REPROCESSIBLE FLEXIBLE IMPROVED FIT INTEGRATED 15MM CONNECTOR MR CONDITIONAL TRACH TIE IMPROVED WEANING CE MARKED STERILE NEONATAL LATEX FREE PORTEX BIVONA | Silicone | EA | 1 | 48.91 | 51.13 | 52.71 | 57.35 | 59.48 | 14 | 8788.68 | 169 | Alternative | 84% | Tracoe | 35025 | TUBE TRACHEOSTOMY SIZE 2.5 L30MM OD3.6MM ID2.5MM CUFFLESS OBTURATOR INTEGRATED 15MM CONNECTOR NECK STRAP FUNNEL SHAPED INNER DESIGN THIN WALL STERILE NEONATAL LATEX FREE TRACOE MINI | EA | 1 | 36 | 36 | 36 | 36 | 36 | 1 | 36 | 1 | X |  | X | X | X | X | X | X | X | X | X | X |  |  | X | X | X | Silicone
| Tubes Tracheostomy/Laryngectomy | ICU Medical Inc | 60SN025 | TUBE TRACHEOSTOMY SIZE 2.5 L30MM OD4MM ID2.5MM WHITE SILICONE CUFFLESS STRAIGHT FLANGE HYDROPHOBIC HYPOALLERGENIC WIRE REINFORCED REPROCESSIBLE FLEXIBLE IMPROVED FIT INTEGRATED 15MM CONNECTOR MR CONDITIONAL TRACH TIE IMPROVED WEANING CE MARKED STERILE NEONATAL LATEX FREE PORTEX BIVONA | Silicone | EA | 1 | 48.91 | 51.13 | 52.71 | 57.35 | 59.48 | 14 | 8788.68 | 169 | Alternative | 84% | Medtronic Minimally Invasive | 25NCF | TUBE TRACHEOSTOMY SIZE 2.5 L30MM OD4.2MM ID2.5MM WHITE POLYVINYLCHLORIDE DEHP FREE TAPERGUARD CUFF INTEGRATED CONNECTOR TRANSPARENT FLANGE TAPE TIE RECESS PROMOTE AIRFLOW FLEXIBLE MR CONDITIONAL NEONATAL LATEX FREE DISPOSABLE SHILEY | BX |  | 66.94 | 66.94 | 66.94 | 66.94 | 66.94 | 1 | 937.16 | 14 | X | X | X | X | X |  | X | X | X | X | X | X |  |  | X | X | X | PVC
| Tubes Tracheostomy/Laryngectomy | ICU Medical Inc | 60SN025 | TUBE TRACHEOSTOMY SIZE 2.5 L30MM OD4MM ID2.5MM WHITE SILICONE CUFFLESS STRAIGHT FLANGE HYDROPHOBIC HYPOALLERGENIC WIRE REINFORCED REPROCESSIBLE FLEXIBLE IMPROVED FIT INTEGRATED 15MM CONNECTOR MR CONDITIONAL TRACH TIE IMPROVED WEANING CE MARKED STERILE NEONATAL LATEX FREE PORTEX BIVONA | Silicone | EA | 1 | 48.91 | 51.13 | 52.71 | 57.35 | 59.48 | 14 | 8788.68 | 169 | Alternative | 79% | Tracoe | 36325 | TUBE TRACHEOSTOMY SIZE 2.5 L30MM OD4.4MM ID2.5MM WHITE SILICONE DEHP FREE KINK RESISTANT EXTENDED LENGTH THERMALLY STABLE NECK STRAP RING OBTURATOR MR CONDITIONAL RADIOPAQUE VERY SOFT TUBE TIP STERILE NEONATAL LATEX FREE TRACOE Silcosoft | EA | 1 | 204 | 204 | 204 | 206 | 206 | 2 | 3274 | 16 | X |  | X | X | X |  | X | X | X | X | X | X | X | X | X | X |  | Silicone
| Tubes Tracheostomy/Laryngectomy | ICU Medical Inc | 60SN025 | TUBE TRACHEOSTOMY SIZE 2.5 L30MM OD4MM ID2.5MM WHITE SILICONE CUFFLESS STRAIGHT FLANGE HYDROPHOBIC HYPOALLERGENIC WIRE REINFORCED REPROCESSIBLE FLEXIBLE IMPROVED FIT INTEGRATED 15MM CONNECTOR MR CONDITIONAL TRACH TIE IMPROVED WEANING CE MARKED STERILE NEONATAL LATEX FREE PORTEX BIVONA | Silicone | EA | 1 | 48.91 | 51.13 | 52.71 | 57.35 | 59.48 | 14 | 8788.68 | 169 | Alternative | 79% | Tracoe | 36225 | TUBE TRACHEOSTOMY SIZE 2.5 L30MM OD4.4MM ID2.5MM WHITE SILICONE DEHP FREE WATER CUFF KINK RESISTANT THERMALLY STABLE NECK STRAP RING OBTURATOR MR CONDITIONAL RADIOPAQUE VERY SOFT TUBE TIP STERILE NEONATAL LATEX FREE TRACOE Silcosoft | EA | 1 | 68 | 68 | 68 | 68 | 68 | 1 | 408 | 6 | X |  | X | X | X |  | X | X | X | X | X | X | X | X | X | X |  | Silicone
| Tubes Tracheostomy/Laryngectomy | ICU Medical Inc | 60SN025 | TUBE TRACHEOSTOMY SIZE 2.5 L30MM OD4MM ID2.5MM WHITE SILICONE CUFFLESS STRAIGHT FLANGE HYDROPHOBIC HYPOALLERGENIC WIRE REINFORCED REPROCESSIBLE FLEXIBLE IMPROVED FIT INTEGRATED 15MM CONNECTOR MR CONDITIONAL TRACH TIE IMPROVED WEANING CE MARKED STERILE NEONATAL LATEX FREE PORTEX BIVONA | Silicone | EA | 1 | 48.91 | 51.13 | 52.71 | 57.35 | 59.48 | 14 | 8788.68 | 169 | Alternative | 79% | Tracoe | 37125 | TUBE TRACHEOSTOMY SIZE 2.5 L38MM OD4.4MM ID2.5MM WHITE SILICONE DEHP FREE CUFFLESS KINK RESISTANT EXTENDED LENGTH THERMALLY STABLE NECK STRAP RING OBTURATOR MR CONDITIONAL RADIOPAQUE VERY SOFT TUBE TIP STERILE PEDIATRIC LATEX FREE TRACOE Silcosoft | EA | 1 | 91 | 91 | 91 | 91 | 91 | 1 | 546 | 6 | X |  |  | X | X | X | X | X | X | X | X | X | X | X | X | X |  | Silicone
| Tubes Tracheostomy/Laryngectomy | ICU Medical Inc | 60SN025 | TUBE TRACHEOSTOMY SIZE 2.5 L30MM OD4MM ID2.5MM WHITE SILICONE CUFFLESS STRAIGHT FLANGE HYDROPHOBIC HYPOALLERGENIC WIRE REINFORCED REPROCESSIBLE FLEXIBLE IMPROVED FIT INTEGRATED 15MM CONNECTOR MR CONDITIONAL TRACH TIE IMPROVED WEANING CE MARKED STERILE NEONATAL LATEX FREE PORTEX BIVONA | Silicone | EA | 1 | 48.91 | 51.13 | 52.71 | 57.35 | 59.48 | 14 | 8788.68 | 169 | Alternative | 79% | Tracoe | 37025 | TUBE TRACHEOSTOMY SIZE 2.5 L38MM OD4.4MM ID2.5MM WHITE SILICONE DEHP FREE CUFFLESS KINK RESISTANT THERMALLY STABLE NECK STRAP RING OBTURATOR MR CONDITIONAL RADIOPAQUE VERY SOFT TUBE TIP STERILE PEDIATRIC LATEX FREE TRACOE Silcosoft | EA | 1 | 63 | 63 | 63 | 63 | 63 | 1 | 126 | 2 | X |  |  | X | X | X | X | X | X | X | X | X | X | X | X | X |  | Silicone
| Tubes Tracheostomy/Laryngectomy | ICU Medical Inc | 60SN025 | TUBE TRACHEOSTOMY SIZE 2.5 L30MM OD4MM ID2.5MM WHITE SILICONE CUFFLESS STRAIGHT FLANGE HYDROPHOBIC HYPOALLERGENIC WIRE REINFORCED REPROCESSIBLE FLEXIBLE IMPROVED FIT INTEGRATED 15MM CONNECTOR MR CONDITIONAL TRACH TIE IMPROVED WEANING CE MARKED STERILE NEONATAL LATEX FREE PORTEX BIVONA | Silicone | EA | 1 | 48.91 | 51.13 | 52.71 | 57.35 | 59.48 | 14 | 8788.68 | 169 | Alternative | 76% | SunMed LLC | 1739030 | TUBE TRACHEOSTOMY SIZE 3.0 L56.5MM OD4MM ID3MM POLYVINYLCHLORIDE CUFFLESS INTEGRAL 15MM CONNECTOR CUSHION NECK BAND NECK BAND RETAINER OBTURATOR RADIOPAQUE STRIP LOW PRESSURE MR CONDITIONAL STERILE ADULT LATEX FREE DISPOSABLE | [11 empty] | X |  | X | X | X | X | X | X | X | X | X |  | X | X | X |  | PVC
| Tubes Tracheostomy/Laryngectomy | ICU Medical Inc | 60SN025 | TUBE TRACHEOSTOMY SIZE 2.5 L30MM OD4MM ID2.5MM WHITE SILICONE CUFFLESS STRAIGHT FLANGE HYDROPHOBIC HYPOALLERGENIC WIRE REINFORCED REPROCESSIBLE FLEXIBLE IMPROVED FIT INTEGRATED 15MM CONNECTOR MR CONDITIONAL TRACH TIE IMPROVED WEANING CE MARKED STERILE NEONATAL LATEX FREE PORTEX BIVONA | Silicone | EA | 1 | 48.91 | 51.13 | 52.71 | 57.35 | 59.48 | 14 | 8788.68 | 169 | Alternative | 75% | Medtronic Minimally Invasive | 30NEF | TUBE TRACHEOSTOMY SIZE 3.0 L30MM OD4.8MM ID3MM WHITE POLYVINYLCHLORIDE DEHP FREE CUFFLESS INTEGRATED CONNECTOR TRANSPARENT FLANGE TAPE TIE RECESS PROMOTE AIRFLOW FLEXIBLE MR CONDITIONAL NEONATAL LATEX FREE DISPOSABLE SHILEY | EA | 1 | 39.91 | 45.5 | 46.17 | 46.78 | 55.02 | 65 | 31106.13 | 673 |  |  | X | X | X | X | X | X | X | X | X | X |  |  | X | X | X | PVC
| Tubes Tracheostomy/Laryngectomy | ICU Medical Inc | 60SN025 | TUBE TRACHEOSTOMY SIZE 2.5 L30MM OD4MM ID2.5MM WHITE SILICONE CUFFLESS STRAIGHT FLANGE HYDROPHOBIC HYPOALLERGENIC WIRE REINFORCED REPROCESSIBLE FLEXIBLE IMPROVED FIT INTEGRATED 15MM CONNECTOR MR CONDITIONAL TRACH TIE IMPROVED WEANING CE MARKED STERILE NEONATAL LATEX FREE PORTEX BIVONA | Silicone | EA | 1 | 48.91 | 51.13 | 52.71 | 57.35 | 59.48 | 14 | 8788.68 | 169 | Alternative | 75% | Medtronic Minimally Invasive | 25PCF | TUBE TRACHEOSTOMY SIZE 2.5 L39MM OD4.2MM ID2.5MM WHITE POLYVINYLCHLORIDE DEHP FREE TAPERGUARD CUFF INTEGRATED CONNECTOR TRANSPARENT FLANGE TAPE TIE RECESS PROMOTE AIRFLOW FLEXIBLE MR CONDITIONAL PEDIATRIC LATEX FREE DISPOSABLE SHILEY | EA | 1 | 45.2317 | 46.63 | 58.95 | 69.03 | 71.86 | 11 | 4681.9602 | 76 | X | X |  | X | X |  | X | X | X | X | X | X |  |  | X | X | X | PVC
| Tubes Tracheostomy/Laryngectomy | ICU Medical Inc | 60SN025 | TUBE TRACHEOSTOMY SIZE 2.5 L30MM OD4MM ID2.5MM WHITE SILICONE CUFFLESS STRAIGHT FLANGE HYDROPHOBIC HYPOALLERGENIC WIRE REINFORCED REPROCESSIBLE FLEXIBLE IMPROVED FIT INTEGRATED 15MM CONNECTOR MR CONDITIONAL TRACH TIE IMPROVED WEANING CE MARKED STERILE NEONATAL LATEX FREE PORTEX BIVONA | Silicone | EA | 1 | 48.91 | 51.13 | 52.71 | 57.35 | 59.48 | 14 | 8788.68 | 169 | Alternative | 75% | Medtronic Minimally Invasive | 30NEF | TUBE TRACHEOSTOMY SIZE 3.0 L30MM OD4.8MM ID3MM WHITE POLYVINYLCHLORIDE DEHP FREE CUFFLESS INTEGRATED CONNECTOR TRANSPARENT FLANGE TAPE TIE RECESS PROMOTE AIRFLOW FLEXIBLE MR CONDITIONAL NEONATAL LATEX FREE DISPOSABLE SHILEY | BX |  | 45.5 | 45.5 | 45.84 | 46.43 | 53.09 | 5 | 696.35 | 15 |  |  | X | X | X | X | X | X | X | X | X | X |  |  | X | X | X | PVC
| Tubes Tracheostomy/Laryngectomy | ICU Medical Inc | 60SN025 | TUBE TRACHEOSTOMY SIZE 2.5 L30MM OD4MM ID2.5MM WHITE SILICONE CUFFLESS STRAIGHT FLANGE HYDROPHOBIC HYPOALLERGENIC WIRE REINFORCED REPROCESSIBLE FLEXIBLE IMPROVED FIT INTEGRATED 15MM CONNECTOR MR CONDITIONAL TRACH TIE IMPROVED WEANING CE MARKED STERILE NEONATAL LATEX FREE PORTEX BIVONA | Silicone | EA | 1 | 48.91 | 51.13 | 52.71 | 57.35 | 59.48 | 14 | 8788.68 | 169 | Alternative | 75% | Tracoe | 35525 | TUBE TRACHEOSTOMY SIZE 2.5 L32MM OD3.6MM ID2.5MM CUFFLESS OBTURATOR INTEGRATED 15MM CONNECTOR NECK STRAP FUNNEL SHAPED INNER DESIGN THIN WALL STERILE PEDIATRIC LATEX FREE TRACOE MINI | EA | 1 | 35.54 | 35.54 | 35.54 | 36 | 36 | 2 | 215.08 | 6 | X |  |  | X | X | X | X | X | X | X | X | X |  |  | X | X | X | Silicone
| Tubes Tracheostomy/Laryngectomy | ICU Medical Inc | 60SN025 | TUBE TRACHEOSTOMY SIZE 2.5 L30MM OD4MM ID2.5MM WHITE SILICONE CUFFLESS STRAIGHT FLANGE HYDROPHOBIC HYPOALLERGENIC WIRE REINFORCED REPROCESSIBLE FLEXIBLE IMPROVED FIT INTEGRATED 15MM CONNECTOR MR CONDITIONAL TRACH TIE IMPROVED WEANING CE MARKED STERILE NEONATAL LATEX FREE PORTEX BIVONA | Silicone | EA | 1 | 48.91 | 51.13 | 52.71 | 57.35 | 59.48 | 14 | 8788.68 | 169 | Alternative | 75% | Medtronic Minimally Invasive | 30NEFP | TUBE TRACHEOSTOMY SIZE 3.0 L30MM OD4.8MM ID3MM WHITE POLYVINYLCHLORIDE DEHP FREE CUFFLESS INTEGRATED CONNECTOR TRANSPARENT FLANGE TAPE TIE RECESS PROMOTE AIRFLOW FLEXIBLE MR CONDITIONAL NEONATAL LATEX FREE DISPOSABLE SHILEY | [12 empty] | X | X | X | X | X | X | X | X | X | X |  |  | X | X | X | PVC
| Tubes Tracheostomy/Laryngectomy | ICU Medical Inc | 60SN030 | TUBE TRACHEOSTOMY SIZE 3.0 L32MM OD4.7MM ID3MM WHITE SILICONE CUFFLESS STRAIGHT FLANGE HYDROPHOBIC HYPOALLERGENIC WIRE REINFORCED REPROCESSIBLE FLEXIBLE IMPROVED FIT INTEGRATED 15MM CONNECTOR MR CONDITIONAL TRACH TIE IMPROVED WEANING CE MARKED STERILE NEONATAL LATEX FREE PORTEX BIVONA | Silicone | EA | 1 | 48.69 | 51.12 | 53.28 | 55.49 | 57.35 | 19 | 8462.63 | 159 | Alternative | 98% | Tracoe | 36130 | TUBE TRACHEOSTOMY SIZE 3.0 L32MM OD4.9MM ID3MM WHITE SILICONE DEHP FREE CUFFLESS KINK RESISTANT EXTENDED LENGTH THERMALLY STABLE NECK STRAP RING OBTURATOR MR CONDITIONAL RADIOPAQUE VERY SOFT TUBE TIP STERILE NEONATAL LATEX FREE TRACOE Silcosoft | EA | 1 | 128.5 | 128.5 | 129 | 133 | 133 | 3 | 6701 | 52 | X | X | X | X | X | X | X | X | X | X | X | X | X | X | X | X |  | Silicone
| Tubes Tracheostomy/Laryngectomy | ICU Medical Inc | 60SN030 | TUBE TRACHEOSTOMY SIZE 3.0 L32MM OD4.7MM ID3MM WHITE SILICONE CUFFLESS STRAIGHT FLANGE HYDROPHOBIC HYPOALLERGENIC WIRE REINFORCED REPROCESSIBLE FLEXIBLE IMPROVED FIT INTEGRATED 15MM CONNECTOR MR CONDITIONAL TRACH TIE IMPROVED WEANING CE MARKED STERILE NEONATAL LATEX FREE PORTEX BIVONA | Silicone | EA | 1 | 48.69 | 51.12 | 53.28 | 55.49 | 57.35 | 19 | 8462.63 | 159 | Alternative | 98% | Tracoe | 36030 | TUBE TRACHEOSTOMY SIZE 3.0 L32MM OD4.9MM ID3MM WHITE SILICONE DEHP FREE CUFFLESS KINK RESISTANT THERMALLY STABLE NECK STRAP RING OBTURATOR MR CONDITIONAL RADIOPAQUE VERY SOFT TUBE TIP STERILE NEONATAL LATEX FREE TRACOE Silcosoft | EA | 1 | 63 | 63 | 63 | 63 | 63 | 1 | 1575 | 25 | X | X | X | X | X | X | X | X | X | X | X | X | X | X | X | X |  | Silicone
| Tubes Tracheostomy/Laryngectomy | ICU Medical Inc | 60SN030 | TUBE TRACHEOSTOMY SIZE 3.0 L32MM OD4.7MM ID3MM WHITE SILICONE CUFFLESS STRAIGHT FLANGE HYDROPHOBIC HYPOALLERGENIC WIRE REINFORCED REPROCESSIBLE FLEXIBLE IMPROVED FIT INTEGRATED 15MM CONNECTOR MR CONDITIONAL TRACH TIE IMPROVED WEANING CE MARKED STERILE NEONATAL LATEX FREE PORTEX BIVONA | Silicone | EA | 1 | 48.69 | 51.12 | 53.28 | 55.49 | 57.35 | 19 | 8462.63 | 159 | Alternative | 88% | Tracoe | 36330 | TUBE TRACHEOSTOMY SIZE 3.0 L32MM OD4.9MM ID3MM WHITE SILICONE DEHP FREE KINK RESISTANT EXTENDED LENGTH THERMALLY STABLE NECK STRAP RING OBTURATOR MR CONDITIONAL RADIOPAQUE VERY SOFT TUBE TIP STERILE NEONATAL LATEX FREE TRACOE Silcosoft | EA | 1 | 204 | 204 | 206 | 206 | 206 | 3 | 23840 | 116 | X | X | X | X | X |  | X | X | X | X | X | X | X | X | X | X |  | Silicone
| Tubes Tracheostomy/Laryngectomy | ICU Medical Inc | 60SN030 | TUBE TRACHEOSTOMY SIZE 3.0 L32MM OD4.7MM ID3MM WHITE SILICONE CUFFLESS STRAIGHT FLANGE HYDROPHOBIC HYPOALLERGENIC WIRE REINFORCED REPROCESSIBLE FLEXIBLE IMPROVED FIT INTEGRATED 15MM CONNECTOR MR CONDITIONAL TRACH TIE IMPROVED WEANING CE MARKED STERILE NEONATAL LATEX FREE PORTEX BIVONA | Silicone | EA | 1 | 48.69 | 51.12 | 53.28 | 55.49 | 57.35 | 19 | 8462.63 | 159 | Alternative | 88% | Tracoe | 37030 | TUBE TRACHEOSTOMY SIZE 3.0 L39MM OD4.9MM ID3MM WHITE SILICONE DEHP FREE CUFFLESS KINK RESISTANT THERMALLY STABLE NECK STRAP RING OBTURATOR MR CONDITIONAL RADIOPAQUE VERY SOFT TUBE TIP STERILE PEDIATRIC LATEX FREE TRACOE Silcosoft | EA | 1 | 63 | 63 | 63 | 63 | 63 | 2 | 1260 | 20 | X | X |  | X | X | X | X | X | X | X | X | X | X | X | X | X |  | Silicone
| Tubes Tracheostomy/Laryngectomy | ICU Medical Inc | 60SN030 | TUBE TRACHEOSTOMY SIZE 3.0 L32MM OD4.7MM ID3MM WHITE SILICONE CUFFLESS STRAIGHT FLANGE HYDROPHOBIC HYPOALLERGENIC WIRE REINFORCED REPROCESSIBLE FLEXIBLE IMPROVED FIT INTEGRATED 15MM CONNECTOR MR CONDITIONAL TRACH TIE IMPROVED WEANING CE MARKED STERILE NEONATAL LATEX FREE PORTEX BIVONA | Silicone | EA | 1 | 48.69 | 51.12 | 53.28 | 55.49 | 57.35 | 19 | 8462.63 | 159 | Alternative | 88% | Tracoe | 37130 | TUBE TRACHEOSTOMY SIZE 3.0 L39MM OD4.9MM ID3MM WHITE SILICONE DEHP FREE CUFFLESS KINK RESISTANT EXTENDED LENGTH THERMALLY STABLE NECK STRAP RING OBTURATOR MR CONDITIONAL RADIOPAQUE VERY SOFT TUBE TIP STERILE PEDIATRIC LATEX FREE TRACOE Silcosoft | EA | 1 | 91 | 91 | 91 | 91 | 91 | 2 | 5642 | 62 | X | X |  | X | X | X | X | X | X | X | X | X | X | X | X | X |  | Silicone
| Tubes Tracheostomy/Laryngectomy | ICU Medical Inc | 60SN030 | TUBE TRACHEOSTOMY SIZE 3.0 L32MM OD4.7MM ID3MM WHITE SILICONE CUFFLESS STRAIGHT FLANGE HYDROPHOBIC HYPOALLERGENIC WIRE REINFORCED REPROCESSIBLE FLEXIBLE IMPROVED FIT INTEGRATED 15MM CONNECTOR MR CONDITIONAL TRACH TIE IMPROVED WEANING CE MARKED STERILE NEONATAL LATEX FREE PORTEX BIVONA | Silicone | EA | 1 | 48.69 | 51.12 | 53.28 | 55.49 | 57.35 | 19 | 8462.63 | 159 | Alternative | 88% | Tracoe | 36230 | TUBE TRACHEOSTOMY SIZE 3.0 L32MM OD4.9MM ID3MM WHITE SILICONE DEHP FREE WATER CUFF KINK RESISTANT THERMALLY STABLE NECK STRAP RING OBTURATOR MR CONDITIONAL RADIOPAQUE VERY SOFT TUBE TIP STERILE NEONATAL LATEX FREE TRACOE Silcosoft | EA | 1 | 183.85 | 183.85 | 183.85 | 183.85 | 183.85 | 1 | 735.4 | 4 | X | X | X | X | X |  | X | X | X | X | X | X | X | X | X | X |  | Silicone
| Tubes Tracheostomy/Laryngectomy | ICU Medical Inc | 60SN030 | TUBE TRACHEOSTOMY SIZE 3.0 L32MM OD4.7MM ID3MM WHITE SILICONE CUFFLESS STRAIGHT FLANGE HYDROPHOBIC HYPOALLERGENIC WIRE REINFORCED REPROCESSIBLE FLEXIBLE IMPROVED FIT INTEGRATED 15MM CONNECTOR MR CONDITIONAL TRACH TIE IMPROVED WEANING CE MARKED STERILE NEONATAL LATEX FREE PORTEX BIVONA | Silicone | EA | 1 | 48.69 | 51.12 | 53.28 | 55.49 | 57.35 | 19 | 8462.63 | 159 | Alternative | 84% | Medtronic Minimally Invasive | 30PEF | TUBE TRACHEOSTOMY SIZE 3.0 L39MM OD4.8MM ID3MM WHITE POLYVINYLCHLORIDE DEHP FREE CUFFLESS INTEGRATED CONNECTOR TRANSPARENT FLANGE TAPE TIE RECESS PROMOTE AIRFLOW FLEXIBLE MR CONDITIONAL PEDIATRIC LATEX FREE DISPOSABLE SHILEY | EA | 1 | 34.33 | 45.07 | 46.41 | 46.43 | 53.82 | 87 | 40945.4418 | 884 | X | X |  | X | X | X | X | X | X | X | X | X |  |  | X | X | X | PVC
| Tubes Tracheostomy/Laryngectomy | ICU Medical Inc | 60SN030 | TUBE TRACHEOSTOMY SIZE 3.0 L32MM OD4.7MM ID3MM WHITE SILICONE CUFFLESS STRAIGHT FLANGE HYDROPHOBIC HYPOALLERGENIC WIRE REINFORCED REPROCESSIBLE FLEXIBLE IMPROVED FIT INTEGRATED 15MM CONNECTOR MR CONDITIONAL TRACH TIE IMPROVED WEANING CE MARKED STERILE NEONATAL LATEX FREE PORTEX BIVONA | Silicone | EA | 1 | 48.69 | 51.12 | 53.28 | 55.49 | 57.35 | 19 | 8462.63 | 159 | Alternative | 84% | Medtronic Minimally Invasive | 30NEF | TUBE TRACHEOSTOMY SIZE 3.0 L30MM OD4.8MM ID3MM WHITE POLYVINYLCHLORIDE DEHP FREE CUFFLESS INTEGRATED CONNECTOR TRANSPARENT FLANGE TAPE TIE RECESS PROMOTE AIRFLOW FLEXIBLE MR CONDITIONAL NEONATAL LATEX FREE DISPOSABLE SHILEY | EA | 1 | 39.91 | 45.5 | 46.17 | 46.78 | 55.02 | 65 | 31106.13 | 673 | X | X |  | X | X | X | X | X | X | X | X | X |  |  | X | X | X | PVC
| Tubes Tracheostomy/Laryngectomy | ICU Medical Inc | 60SN030 | TUBE TRACHEOSTOMY SIZE 3.0 L32MM OD4.7MM ID3MM WHITE SILICONE CUFFLESS STRAIGHT FLANGE HYDROPHOBIC HYPOALLERGENIC WIRE REINFORCED REPROCESSIBLE FLEXIBLE IMPROVED FIT INTEGRATED 15MM CONNECTOR MR CONDITIONAL TRACH TIE IMPROVED WEANING CE MARKED STERILE NEONATAL LATEX FREE PORTEX BIVONA | Silicone | EA | 1 | 48.69 | 51.12 | 53.28 | 55.49 | 57.35 | 19 | 8462.63 | 159 | Alternative | 84% | Medtronic Minimally Invasive | 30NEF | TUBE TRACHEOSTOMY SIZE 3.0 L30MM OD4.8MM ID3MM WHITE POLYVINYLCHLORIDE DEHP FREE CUFFLESS INTEGRATED CONNECTOR TRANSPARENT FLANGE TAPE TIE RECESS PROMOTE AIRFLOW FLEXIBLE MR CONDITIONAL NEONATAL LATEX FREE DISPOSABLE SHILEY | BX |  | 45.5 | 45.5 | 45.84 | 46.43 | 53.09 | 5 | 696.35 | 15 | X | X |  | X | X | X | X | X | X | X | X | X |  |  | X | X | X | PVC
| Tubes Tracheostomy/Laryngectomy | ICU Medical Inc | 60SN030 | TUBE TRACHEOSTOMY SIZE 3.0 L32MM OD4.7MM ID3MM WHITE SILICONE CUFFLESS STRAIGHT FLANGE HYDROPHOBIC HYPOALLERGENIC WIRE REINFORCED REPROCESSIBLE FLEXIBLE IMPROVED FIT INTEGRATED 15MM CONNECTOR MR CONDITIONAL TRACH TIE IMPROVED WEANING CE MARKED STERILE NEONATAL LATEX FREE PORTEX BIVONA | Silicone | EA | 1 | 48.69 | 51.12 | 53.28 | 55.49 | 57.35 | 19 | 8462.63 | 159 | Alternative | 84% | Medtronic Minimally Invasive | 30PEF | TUBE TRACHEOSTOMY SIZE 3.0 L39MM OD4.8MM ID3MM WHITE POLYVINYLCHLORIDE DEHP FREE CUFFLESS INTEGRATED CONNECTOR TRANSPARENT FLANGE TAPE TIE RECESS PROMOTE AIRFLOW FLEXIBLE MR CONDITIONAL PEDIATRIC LATEX FREE DISPOSABLE SHILEY | BX |  | 39.91 | 39.91 | 40.8 | 45.84 | 46.43 | 4 | 706.41 | 16 | X | X |  | X | X | X | X | X | X | X | X | X |  |  | X | X | X | PVC
| Tubes Tracheostomy/Laryngectomy | ICU Medical Inc | 60SN030 | TUBE TRACHEOSTOMY SIZE 3.0 L32MM OD4.7MM ID3MM WHITE SILICONE CUFFLESS STRAIGHT FLANGE HYDROPHOBIC HYPOALLERGENIC WIRE REINFORCED REPROCESSIBLE FLEXIBLE IMPROVED FIT INTEGRATED 15MM CONNECTOR MR CONDITIONAL TRACH TIE IMPROVED WEANING CE MARKED STERILE NEONATAL LATEX FREE PORTEX BIVONA | Silicone | EA | 1 | 48.69 | 51.12 | 53.28 | 55.49 | 57.35 | 19 | 8462.63 | 159 | Alternative | 84% | Tracoe | 35030 | TUBE TRACHEOSTOMY SIZE 3.0 L32MM OD4.3MM ID3MM CUFFLESS OBTURATOR INTEGRATED 15MM CONNECTOR NECK STRAP FUNNEL SHAPED INNER DESIGN THIN WALL STERILE NEONATAL LATEX FREE TRACOE MINI | EA | 1 | 35.54 | 35.54 | 35.54 | 36 | 36 | 2 | 71.54 | 2 | X |  | X | X | X | X | X | X | X | X | X | X |  |  | X | X | X | Silicone
| Tubes Tracheostomy/Laryngectomy | ICU Medical Inc | 60SN030 | TUBE TRACHEOSTOMY SIZE 3.0 L32MM OD4.7MM ID3MM WHITE SILICONE CUFFLESS STRAIGHT FLANGE HYDROPHOBIC HYPOALLERGENIC WIRE REINFORCED REPROCESSIBLE FLEXIBLE IMPROVED FIT INTEGRATED 15MM CONNECTOR MR CONDITIONAL TRACH TIE IMPROVED WEANING CE MARKED STERILE NEONATAL LATEX FREE PORTEX BIVONA | Silicone | EA | 1 | 48.69 | 51.12 | 53.28 | 55.49 | 57.35 | 19 | 8462.63 | 159 | Alternative | 84% | Medtronic Minimally Invasive | 30PEF | TUBE TRACHEOSTOMY SIZE 3.0 L39MM OD4.8MM ID3MM WHITE POLYVINYLCHLORIDE DEHP FREE CUFFLESS INTEGRATED CONNECTOR TRANSPARENT FLANGE TAPE TIE RECESS PROMOTE AIRFLOW FLEXIBLE MR CONDITIONAL PEDIATRIC LATEX FREE DISPOSABLE SHILEY | PK |  | 46.43 | 46.43 | 46.43 | 46.43 | 46.43 | 1 | 46.43 | 1 | X | X |  | X | X | X | X | X | X | X | X | X |  |  | X | X | X | PVC
| Tubes Tracheostomy/Laryngectomy | ICU Medical Inc | 60SN030 | TUBE TRACHEOSTOMY SIZE 3.0 L32MM OD4.7MM ID3MM WHITE SILICONE CUFFLESS STRAIGHT FLANGE HYDROPHOBIC HYPOALLERGENIC WIRE REINFORCED REPROCESSIBLE FLEXIBLE IMPROVED FIT INTEGRATED 15MM CONNECTOR MR CONDITIONAL TRACH TIE IMPROVED WEANING CE MARKED STERILE NEONATAL LATEX FREE PORTEX BIVONA | Silicone | EA | 1 | 48.69 | 51.12 | 53.28 | 55.49 | 57.35 | 19 | 8462.63 | 159 | Alternative | 84% | Medtronic Minimally Invasive | 30PEF | TUBE TRACHEOSTOMY SIZE 3.0 L39MM OD4.8MM ID3MM WHITE POLYVINYLCHLORIDE DEHP FREE CUFFLESS INTEGRATED CONNECTOR TRANSPARENT FLANGE TAPE TIE RECESS PROMOTE AIRFLOW FLEXIBLE MR CONDITIONAL PEDIATRIC LATEX FREE DISPOSABLE SHILEY | BG |  | 230.85 | 230.85 | 230.85 | 230.85 | 230.85 | 1 | 2308.5 | 10 | X | X |  | X | X | X | X | X | X | X | X | X |  |  | X | X | X | PVC
| Tubes Tracheostomy/Laryngectomy | ICU Medical Inc | 60SN030 | TUBE TRACHEOSTOMY SIZE 3.0 L32MM OD4.7MM ID3MM WHITE SILICONE CUFFLESS STRAIGHT FLANGE HYDROPHOBIC HYPOALLERGENIC WIRE REINFORCED REPROCESSIBLE FLEXIBLE IMPROVED FIT INTEGRATED 15MM CONNECTOR MR CONDITIONAL TRACH TIE IMPROVED WEANING CE MARKED STERILE NEONATAL LATEX FREE PORTEX BIVONA | Silicone | EA | 1 | 48.69 | 51.12 | 53.28 | 55.49 | 57.35 | 19 | 8462.63 | 159 | Alternative | 84% | Medtronic Minimally Invasive | 30NEFP | TUBE TRACHEOSTOMY SIZE 3.0 L30MM OD4.8MM ID3MM WHITE POLYVINYLCHLORIDE DEHP FREE CUFFLESS INTEGRATED CONNECTOR TRANSPARENT FLANGE TAPE TIE RECESS PROMOTE AIRFLOW FLEXIBLE MR CONDITIONAL NEONATAL LATEX FREE DISPOSABLE SHILEY | [10 empty] | X | X |  | X | X | X | X | X | X | X | X | X |  |  | X | X | X | PVC
| Tubes Tracheostomy/Laryngectomy | ICU Medical Inc | 60SN030 | TUBE TRACHEOSTOMY SIZE 3.0 L32MM OD4.7MM ID3MM WHITE SILICONE CUFFLESS STRAIGHT FLANGE HYDROPHOBIC HYPOALLERGENIC WIRE REINFORCED REPROCESSIBLE FLEXIBLE IMPROVED FIT INTEGRATED 15MM CONNECTOR MR CONDITIONAL TRACH TIE IMPROVED WEANING CE MARKED STERILE NEONATAL LATEX FREE PORTEX BIVONA | Silicone | EA | 1 | 48.69 | 51.12 | 53.28 | 55.49 | 57.35 | 19 | 8462.63 | 159 | Alternative | 84% | Medtronic Minimally Invasive | 30PEFP | TUBE TRACHEOSTOMY SIZE 3.0 L39MM OD4.8MM ID3MM WHITE POLYVINYLCHLORIDE DEHP FREE CUFFLESS INTEGRATED CONNECTOR TRANSPARENT FLANGE TAPE TIE RECESS PROMOTE AIRFLOW FLEXIBLE MR CONDITIONAL PEDIATRIC LATEX FREE DISPOSABLE SHILEY | [10 empty] | X | X |  | X | X | X | X | X | X | X | X | X |  |  | X | X | X | PVC
| Tubes Tracheostomy/Laryngectomy | ICU Medical Inc | 60SN030 | TUBE TRACHEOSTOMY SIZE 3.0 L32MM OD4.7MM ID3MM WHITE SILICONE CUFFLESS STRAIGHT FLANGE HYDROPHOBIC HYPOALLERGENIC WIRE REINFORCED REPROCESSIBLE FLEXIBLE IMPROVED FIT INTEGRATED 15MM CONNECTOR MR CONDITIONAL TRACH TIE IMPROVED WEANING CE MARKED STERILE NEONATAL LATEX FREE PORTEX BIVONA | Silicone | EA | 1 | 48.69 | 51.12 | 53.28 | 55.49 | 57.35 | 19 | 8462.63 | 159 | Alternative | 79% | Tracoe | 37330 | TUBE TRACHEOSTOMY SIZE 3.0 L39MM OD4.9MM ID3MM WHITE SILICONE DEHP FREE KINK RESISTANT EXTENDED LENGTH THERMALLY STABLE NECK STRAP RING OBTURATOR MR CONDITIONAL RADIOPAQUE VERY SOFT TUBE TIP STERILE PEDIATRIC LATEX FREE TRACOE Silcosoft | EA | 1 | 204 | 204 | 206 | 212 | 212 | 3 | 10448 | 51 | X | X |  | X | X |  | X | X | X | X | X | X | X | X | X | X |  | Silicone
| Tubes Tracheostomy/Laryngectomy | ICU Medical Inc | 60SN030 | TUBE TRACHEOSTOMY SIZE 3.0 L32MM OD4.7MM ID3MM WHITE SILICONE CUFFLESS STRAIGHT FLANGE HYDROPHOBIC HYPOALLERGENIC WIRE REINFORCED REPROCESSIBLE FLEXIBLE IMPROVED FIT INTEGRATED 15MM CONNECTOR MR CONDITIONAL TRACH TIE IMPROVED WEANING CE MARKED STERILE NEONATAL LATEX FREE PORTEX BIVONA | Silicone | EA | 1 | 48.69 | 51.12 | 53.28 | 55.49 | 57.35 | 19 | 8462.63 | 159 | Alternative | 79% | Tracoe | 37230 | TUBE TRACHEOSTOMY SIZE 3.0 L39MM OD4.9MM ID3MM WHITE SILICONE DEHP FREE WATER CUFF KINK RESISTANT THERMALLY STABLE NECK STRAP RING OBTURATOR MR CONDITIONAL RADIOPAQUE VERY SOFT TUBE TIP STERILE PEDIATRIC LATEX FREE TRACOE Silcosoft | EA | 1 | 194 | 194 | 194 | 194 | 194 | 1 | 970 | 5 | X | X |  | X | X |  | X | X | X | X | X | X | X | X | X | X |  | Silicone
| Tubes Tracheostomy/Laryngectomy | ICU Medical Inc | 60SN030 | TUBE TRACHEOSTOMY SIZE 3.0 L32MM OD4.7MM ID3MM WHITE SILICONE CUFFLESS STRAIGHT FLANGE HYDROPHOBIC HYPOALLERGENIC WIRE REINFORCED REPROCESSIBLE FLEXIBLE IMPROVED FIT INTEGRATED 15MM CONNECTOR MR CONDITIONAL TRACH TIE IMPROVED WEANING CE MARKED STERILE NEONATAL LATEX FREE PORTEX BIVONA | Silicone | EA | 1 | 48.69 | 51.12 | 53.28 | 55.49 | 57.35 | 19 | 8462.63 | 159 | Alternative | 78% | Tracoe | 10103 | TUBE TRACHEOSTOMY SIZE 3.0 L42MM OD4.8MM ID3.5MM CLEAR POLYMER CUFFLESS NECK STRAP FLEXIBLE MR CONDITIONAL ADULT LATEX FREE TRACOE COMFORT | [11 empty] | X |  | X | X | X | X | X | X | X | X | X |  | X | X | X | X | Polymer
| Tubes Tracheostomy/Laryngectomy | ICU Medical Inc | 60SN030 | TUBE TRACHEOSTOMY SIZE 3.0 L32MM OD4.7MM ID3MM WHITE SILICONE CUFFLESS STRAIGHT FLANGE HYDROPHOBIC HYPOALLERGENIC WIRE REINFORCED REPROCESSIBLE FLEXIBLE IMPROVED FIT INTEGRATED 15MM CONNECTOR MR CONDITIONAL TRACH TIE IMPROVED WEANING CE MARKED STERILE NEONATAL LATEX FREE PORTEX BIVONA | Silicone | EA | 1 | 48.69 | 51.12 | 53.28 | 55.49 | 57.35 | 19 | 8462.63 | 159 | Alternative | 77% | Integra LifeSciences | 460620 | TUBE TRACHEOSTOMY SIZE 2-0 L33MM OD5.5MM SILVER STAINLESS STEEL CUFFLESS CURVED MIRROR FINISH IMPROVED MODEL NONSTERILE ADULT LATEX FREE REUSABLE JACKSON JARIT | [11 empty] | X | X | X | X | X | X |  | X | X | X | X |  | X | X |  |  | Stainless steel
| Tubes Tracheostomy/Laryngectomy | ICU Medical Inc | 60SN030 | TUBE TRACHEOSTOMY SIZE 3.0 L32MM OD4.7MM ID3MM WHITE SILICONE CUFFLESS STRAIGHT FLANGE HYDROPHOBIC HYPOALLERGENIC WIRE REINFORCED REPROCESSIBLE FLEXIBLE IMPROVED FIT INTEGRATED 15MM CONNECTOR MR CONDITIONAL TRACH TIE IMPROVED WEANING CE MARKED STERILE NEONATAL LATEX FREE PORTEX BIVONA | Silicone | EA | 1 | 48.69 | 51.12 | 53.28 | 55.49 | 57.35 | 19 | 8462.63 | 159 | Alternative | 77% | Integra LifeSciences | 460600 | TUBE TRACHEOSTOMY SIZE 2-0 L33MM OD5.5MM SILVER STAINLESS STEEL CUFFLESS CURVED MIRROR FINISH ORIGINAL MODEL NONSTERILE ADULT LATEX FREE REUSABLE JACKSON JARIT | [11 empty] | X | X | X | X | X | X |  | X | X | X | X |  | X | X |  |  | Stainless steel
| Tubes Tracheostomy/Laryngectomy | ICU Medical Inc | 60SN030 | TUBE TRACHEOSTOMY SIZE 3.0 L32MM OD4.7MM ID3MM WHITE SILICONE CUFFLESS STRAIGHT FLANGE HYDROPHOBIC HYPOALLERGENIC WIRE REINFORCED REPROCESSIBLE FLEXIBLE IMPROVED FIT INTEGRATED 15MM CONNECTOR MR CONDITIONAL TRACH TIE IMPROVED WEANING CE MARKED STERILE NEONATAL LATEX FREE PORTEX BIVONA | Silicone | EA | 1 | 48.69 | 51.12 | 53.28 | 55.49 | 57.35 | 19 | 8462.63 | 159 | Alternative | 77% | Integra LifeSciences | 460640 | TUBE TRACHEOSTOMY SIZE 2-0 L33MM OD5.5MM SILVER STAINLESS STEEL CUFFLESS CURVED MIRROR FINISH SHORT MODEL NONSTERILE ADULT LATEX FREE REUSABLE JACKSON JARIT | [11 empty] | X | X | X | X | X | X |  | X | X | X | X |  | X | X |  |  | Stainless steel
| Tubes Tracheostomy/Laryngectomy | ICU Medical Inc | 60SN030 | TUBE TRACHEOSTOMY SIZE 3.0 L32MM OD4.7MM ID3MM WHITE SILICONE CUFFLESS STRAIGHT FLANGE HYDROPHOBIC HYPOALLERGENIC WIRE REINFORCED REPROCESSIBLE FLEXIBLE IMPROVED FIT INTEGRATED 15MM CONNECTOR MR CONDITIONAL TRACH TIE IMPROVED WEANING CE MARKED STERILE NEONATAL LATEX FREE PORTEX BIVONA | Silicone | EA | 1 | 48.69 | 51.12 | 53.28 | 55.49 | 57.35 | 19 | 8462.63 | 159 | Alternative | 76% | SunMed LLC | 1739035 | TUBE TRACHEOSTOMY SIZE 3.5 L56.5MM OD4.67MM ID3.5MM POLYVINYLCHLORIDE CUFFLESS INTEGRAL 15MM CONNECTOR CUSHION NECK BAND NECK BAND RETAINER OBTURATOR RADIOPAQUE STRIP LOW PRESSURE MR CONDITIONAL STERILE ADULT LATEX FREE DISPOSABLE | [11 empty] | X |  | X | X | X | X | X | X | X | X | X |  | X | X | X |  | PVC
| Tubes Tracheostomy/Laryngectomy | ICU Medical Inc | 60SN030 | TUBE TRACHEOSTOMY SIZE 3.0 L32MM OD4.7MM ID3MM WHITE SILICONE CUFFLESS STRAIGHT FLANGE HYDROPHOBIC HYPOALLERGENIC WIRE REINFORCED REPROCESSIBLE FLEXIBLE IMPROVED FIT INTEGRATED 15MM CONNECTOR MR CONDITIONAL TRACH TIE IMPROVED WEANING CE MARKED STERILE NEONATAL LATEX FREE PORTEX BIVONA | Silicone | EA | 1 | 48.69 | 51.12 | 53.28 | 55.49 | 57.35 | 19 | 8462.63 | 159 | Alternative | 76% | SunMed LLC | 1739030 | TUBE TRACHEOSTOMY SIZE 3.0 L56.5MM OD4MM ID3MM POLYVINYLCHLORIDE CUFFLESS INTEGRAL 15MM CONNECTOR CUSHION NECK BAND NECK BAND RETAINER OBTURATOR RADIOPAQUE STRIP LOW PRESSURE MR CONDITIONAL STERILE ADULT LATEX FREE DISPOSABLE | [10 empty] | X |  |  | X | X | X | X | X | X | X | X | X |  | X | X | X |  | PVC
| Tubes Tracheostomy/Laryngectomy | ICU Medical Inc | 60SN030 | TUBE TRACHEOSTOMY SIZE 3.0 L32MM OD4.7MM ID3MM WHITE SILICONE CUFFLESS STRAIGHT FLANGE HYDROPHOBIC HYPOALLERGENIC WIRE REINFORCED REPROCESSIBLE FLEXIBLE IMPROVED FIT INTEGRATED 15MM CONNECTOR MR CONDITIONAL TRACH TIE IMPROVED WEANING CE MARKED STERILE NEONATAL LATEX FREE PORTEX BIVONA | Silicone | EA | 1 | 48.69 | 51.12 | 53.28 | 55.49 | 57.35 | 19 | 8462.63 | 159 | Alternative | 75% | Medtronic Minimally Invasive | 35NEF | TUBE TRACHEOSTOMY SIZE 3.5 L32MM OD5.4MM ID3.5MM WHITE POLYVINYLCHLORIDE DEHP FREE CUFFLESS INTEGRATED CONNECTOR TRANSPARENT FLANGE TAPE TIE RECESS PROMOTE AIRFLOW FLEXIBLE MR CONDITIONAL NEONATAL LATEX FREE DISPOSABLE SHILEY | EA | 1 | 35.66 | 44.8 | 45.89 | 46.64 | 55.02 | 76 | 32874.8879 | 713 |  |  | X | X | X | X | X | X | X | X | X | X |  |  | X | X | X | PVC
| Tubes Tracheostomy/Laryngectomy | ICU Medical Inc | 60SN030 | TUBE TRACHEOSTOMY SIZE 3.0 L32MM OD4.7MM ID3MM WHITE SILICONE CUFFLESS STRAIGHT FLANGE HYDROPHOBIC HYPOALLERGENIC WIRE REINFORCED REPROCESSIBLE FLEXIBLE IMPROVED FIT INTEGRATED 15MM CONNECTOR MR CONDITIONAL TRACH TIE IMPROVED WEANING CE MARKED STERILE NEONATAL LATEX FREE PORTEX BIVONA | Silicone | EA | 1 | 48.69 | 51.12 | 53.28 | 55.49 | 57.35 | 19 | 8462.63 | 159 | Alternative | 75% | Medtronic Minimally Invasive | 30PCF | TUBE TRACHEOSTOMY SIZE 3.0 L39MM OD4.8MM ID3MM WHITE POLYVINYLCHLORIDE DEHP FREE TAPERGUARD CUFF INTEGRATED CONNECTOR TRANSPARENT FLANGE TAPE TIE RECESS PROMOTE AIRFLOW FLEXIBLE MR CONDITIONAL PEDIATRIC LATEX FREE DISPOSABLE SHILEY | EA | 1 | 46.63 | 60.87 | 64.99 | 66.95 | 73.84 | 24 | 14296.37 | 223 | X | X |  | X | X |  | X | X | X | X | X | X |  |  | X | X | X | PVC
| Tubes Tracheostomy/Laryngectomy | ICU Medical Inc | 60SN030 | TUBE TRACHEOSTOMY SIZE 3.0 L32MM OD4.7MM ID3MM WHITE SILICONE CUFFLESS STRAIGHT FLANGE HYDROPHOBIC HYPOALLERGENIC WIRE REINFORCED REPROCESSIBLE FLEXIBLE IMPROVED FIT INTEGRATED 15MM CONNECTOR MR CONDITIONAL TRACH TIE IMPROVED WEANING CE MARKED STERILE NEONATAL LATEX FREE PORTEX BIVONA | Silicone | EA | 1 | 48.69 | 51.12 | 53.28 | 55.49 | 57.35 | 19 | 8462.63 | 159 | Alternative | 75% | Medtronic Minimally Invasive | 30NCF | TUBE TRACHEOSTOMY SIZE 3.0 L30MM OD4.8MM ID3MM WHITE POLYVINYLCHLORIDE DEHP FREE TAPERGUARD CUFF INTEGRATED CONNECTOR TRANSPARENT FLANGE TAPE TIE RECESS PROMOTE AIRFLOW FLEXIBLE MR CONDITIONAL NEONATAL LATEX FREE DISPOSABLE SHILEY | EA | 1 | 45.8967 | 58.67 | 60.54 | 65 | 70.32 | 20 | 11741.6701 | 183 | X | X |  | X | X |  | X | X | X | X | X | X |  |  | X | X | X | PVC
| Tubes Tracheostomy/Laryngectomy | ICU Medical Inc | 60SN030 | TUBE TRACHEOSTOMY SIZE 3.0 L32MM OD4.7MM ID3MM WHITE SILICONE CUFFLESS STRAIGHT FLANGE HYDROPHOBIC HYPOALLERGENIC WIRE REINFORCED REPROCESSIBLE FLEXIBLE IMPROVED FIT INTEGRATED 15MM CONNECTOR MR CONDITIONAL TRACH TIE IMPROVED WEANING CE MARKED STERILE NEONATAL LATEX FREE PORTEX BIVONA | Silicone | EA | 1 | 48.69 | 51.12 | 53.28 | 55.49 | 57.35 | 19 | 8462.63 | 159 | Alternative | 75% | Medtronic Minimally Invasive | 35NEF | TUBE TRACHEOSTOMY SIZE 3.5 L32MM OD5.4MM ID3.5MM WHITE POLYVINYLCHLORIDE DEHP FREE CUFFLESS INTEGRATED CONNECTOR TRANSPARENT FLANGE TAPE TIE RECESS PROMOTE AIRFLOW FLEXIBLE MR CONDITIONAL NEONATAL LATEX FREE DISPOSABLE SHILEY | BX |  | 45.84 | 45.84 | 46.43 | 46.43 | 46.43 | 3 | 647.66 | 14 |  |  | X | X | X | X | X | X | X | X | X | X |  |  | X | X | X | PVC
| Tubes Tracheostomy/Laryngectomy | ICU Medical Inc | 60SN030 | TUBE TRACHEOSTOMY SIZE 3.0 L32MM OD4.7MM ID3MM WHITE SILICONE CUFFLESS STRAIGHT FLANGE HYDROPHOBIC HYPOALLERGENIC WIRE REINFORCED REPROCESSIBLE FLEXIBLE IMPROVED FIT INTEGRATED 15MM CONNECTOR MR CONDITIONAL TRACH TIE IMPROVED WEANING CE MARKED STERILE NEONATAL LATEX FREE PORTEX BIVONA | Silicone | EA | 1 | 48.69 | 51.12 | 53.28 | 55.49 | 57.35 | 19 | 8462.63 | 159 | Alternative | 75% | Tracoe | 35530 | TUBE TRACHEOSTOMY SIZE 3.0 L36MM OD4.3MM ID3MM CUFFLESS OBTURATOR INTEGRATED 15MM CONNECTOR NECK STRAP FUNNEL SHAPED INNER DESIGN THIN WALL STERILE PEDIATRIC LATEX FREE TRACOE MINI | EA | 1 | 35.54 | 35.54 | 35.54 | 36 | 36 | 2 | 569.56 | 16 | X |  |  | X | X | X | X | X | X | X | X | X |  |  | X | X | X | Silicone
| Tubes Tracheostomy/Laryngectomy | ICU Medical Inc | 60SN030 | TUBE TRACHEOSTOMY SIZE 3.0 L32MM OD4.7MM ID3MM WHITE SILICONE CUFFLESS STRAIGHT FLANGE HYDROPHOBIC HYPOALLERGENIC WIRE REINFORCED REPROCESSIBLE FLEXIBLE IMPROVED FIT INTEGRATED 15MM CONNECTOR MR CONDITIONAL TRACH TIE IMPROVED WEANING CE MARKED STERILE NEONATAL LATEX FREE PORTEX BIVONA | Silicone | EA | 1 | 48.69 | 51.12 | 53.28 | 55.49 | 57.35 | 19 | 8462.63 | 159 | Alternative | 75% | Tracoe | 35525 | TUBE TRACHEOSTOMY SIZE 2.5 L32MM OD3.6MM ID2.5MM CUFFLESS OBTURATOR INTEGRATED 15MM CONNECTOR NECK STRAP FUNNEL SHAPED INNER DESIGN THIN WALL STERILE PEDIATRIC LATEX FREE TRACOE MINI | EA | 1 | 35.54 | 35.54 | 35.54 | 36 | 36 | 2 | 215.08 | 6 |  |  | X | X | X | X | X | X | X | X | X | X |  |  | X | X | X | Silicone
| Tubes Tracheostomy/Laryngectomy | ICU Medical Inc | 60SN030 | TUBE TRACHEOSTOMY SIZE 3.0 L32MM OD4.7MM ID3MM WHITE SILICONE CUFFLESS STRAIGHT FLANGE HYDROPHOBIC HYPOALLERGENIC WIRE REINFORCED REPROCESSIBLE FLEXIBLE IMPROVED FIT INTEGRATED 15MM CONNECTOR MR CONDITIONAL TRACH TIE IMPROVED WEANING CE MARKED STERILE NEONATAL LATEX FREE PORTEX BIVONA | Silicone | EA | 1 | 48.69 | 51.12 | 53.28 | 55.49 | 57.35 | 19 | 8462.63 | 159 | Alternative | 75% | Medtronic Minimally Invasive | 35NEFP | TUBE TRACHEOSTOMY SIZE 3.5 L32MM OD5.4MM ID3.5MM WHITE POLYVINYLCHLORIDE DEHP FREE CUFFLESS INTEGRATED CONNECTOR TRANSPARENT FLANGE TAPE TIE RECESS PROMOTE AIRFLOW FLEXIBLE MR CONDITIONAL NEONATAL LATEX FREE DISPOSABLE SHILEY | [12 empty] | X | X | X | X | X | X | X | X | X | X |  |  | X | X | X | PVC
| Tubes Tracheostomy/Laryngectomy | ICU Medical Inc | 60SN035 | TUBE TRACHEOSTOMY SIZE 3.5 L34MM OD5.3MM ID3.5MM WHITE SILICONE CUFFLESS STRAIGHT FLANGE HYDROPHOBIC HYPOALLERGENIC WIRE REINFORCED REPROCESSIBLE FLEXIBLE IMPROVED FIT INTEGRATED 15MM CONNECTOR MR CONDITIONAL TRACH TIE IMPROVED WEANING CE MARKED STERILE NEONATAL LATEX FREE PORTEX BIVONA | Silicone | EA | 1 | 51.12 | 51.12 | 51.88 | 55.49 | 59.48 | 16 | 11607.37 | 212 | Alternative | 98% | Tracoe | 36135 | TUBE TRACHEOSTOMY SIZE 3.5 L34MM OD5.4MM ID3.5MM WHITE SILICONE DEHP FREE CUFFLESS KINK RESISTANT EXTENDED LENGTH THERMALLY STABLE NECK STRAP RING OBTURATOR MR CONDITIONAL RADIOPAQUE VERY SOFT TUBE TIP STERILE NEONATAL LATEX FREE TRACOE Silcosoft | EA | 1 | 127.25 | 127.25 | 128.5 | 129 | 133 | 4 | 6946 | 54 | X | X | X | X | X | X | X | X | X | X | X | X | X | X | X | X |  | Silicone
| Tubes Tracheostomy/Laryngectomy | ICU Medical Inc | 60SN035 | TUBE TRACHEOSTOMY SIZE 3.5 L34MM OD5.3MM ID3.5MM WHITE SILICONE CUFFLESS STRAIGHT FLANGE HYDROPHOBIC HYPOALLERGENIC WIRE REINFORCED REPROCESSIBLE FLEXIBLE IMPROVED FIT INTEGRATED 15MM CONNECTOR MR CONDITIONAL TRACH TIE IMPROVED WEANING CE MARKED STERILE NEONATAL LATEX FREE PORTEX BIVONA | Silicone | EA | 1 | 51.12 | 51.12 | 51.88 | 55.49 | 59.48 | 16 | 11607.37 | 212 | Alternative | 98% | Tracoe | 36035 | TUBE TRACHEOSTOMY SIZE 3.5 L34MM OD5.4MM ID3.5MM WHITE SILICONE DEHP FREE CUFFLESS KINK RESISTANT THERMALLY STABLE NECK STRAP RING OBTURATOR MR CONDITIONAL RADIOPAQUE VERY SOFT TUBE TIP STERILE NEONATAL LATEX FREE TRACOE Silcosoft | EA | 1 | 63 | 63 | 63 | 68 | 68 | 3 | 1653 | 26 | X | X | X | X | X | X | X | X | X | X | X | X | X | X | X | X |  | Silicone
| Tubes Tracheostomy/Laryngectomy | ICU Medical Inc | 60SN035 | TUBE TRACHEOSTOMY SIZE 3.5 L34MM OD5.3MM ID3.5MM WHITE SILICONE CUFFLESS STRAIGHT FLANGE HYDROPHOBIC HYPOALLERGENIC WIRE REINFORCED REPROCESSIBLE FLEXIBLE IMPROVED FIT INTEGRATED 15MM CONNECTOR MR CONDITIONAL TRACH TIE IMPROVED WEANING CE MARKED STERILE NEONATAL LATEX FREE PORTEX BIVONA | Silicone | EA | 1 | 51.12 | 51.12 | 51.88 | 55.49 | 59.48 | 16 | 11607.37 | 212 | Alternative | 88% | Tracoe | 36335 | TUBE TRACHEOSTOMY SIZE 3.5 L34MM OD5.4MM ID3.5MM WHITE SILICONE DEHP FREE KINK RESISTANT EXTENDED LENGTH THERMALLY STABLE NECK STRAP RING OBTURATOR MR CONDITIONAL RADIOPAQUE VERY SOFT TUBE TIP STERILE NEONATAL LATEX FREE TRACOE Silcosoft | EA | 1 | 204 | 206 | 206 | 212 | 212 | 5 | 28356 | 138 | X | X | X | X | X |  | X | X | X | X | X | X | X | X | X | X |  | Silicone
| Tubes Tracheostomy/Laryngectomy | ICU Medical Inc | 60SN035 | TUBE TRACHEOSTOMY SIZE 3.5 L34MM OD5.3MM ID3.5MM WHITE SILICONE CUFFLESS STRAIGHT FLANGE HYDROPHOBIC HYPOALLERGENIC WIRE REINFORCED REPROCESSIBLE FLEXIBLE IMPROVED FIT INTEGRATED 15MM CONNECTOR MR CONDITIONAL TRACH TIE IMPROVED WEANING CE MARKED STERILE NEONATAL LATEX FREE PORTEX BIVONA | Silicone | EA | 1 | 51.12 | 51.12 | 51.88 | 55.49 | 59.48 | 16 | 11607.37 | 212 | Alternative | 88% | Tracoe | 37035 | TUBE TRACHEOSTOMY SIZE 3.5 L40MM OD5.4MM ID3.5MM WHITE SILICONE DEHP FREE CUFFLESS KINK RESISTANT THERMALLY STABLE NECK STRAP RING OBTURATOR MR CONDITIONAL RADIOPAQUE VERY SOFT TUBE TIP STERILE PEDIATRIC LATEX FREE TRACOE Silcosoft | EA | 1 | 63 | 63 | 63 | 68 | 68 | 3 | 3185 | 50 | X | X |  | X | X | X | X | X | X | X | X | X | X | X | X | X |  | Silicone
| Tubes Tracheostomy/Laryngectomy | ICU Medical Inc | 60SN035 | TUBE TRACHEOSTOMY SIZE 3.5 L34MM OD5.3MM ID3.5MM WHITE SILICONE CUFFLESS STRAIGHT FLANGE HYDROPHOBIC HYPOALLERGENIC WIRE REINFORCED REPROCESSIBLE FLEXIBLE IMPROVED FIT INTEGRATED 15MM CONNECTOR MR CONDITIONAL TRACH TIE IMPROVED WEANING CE MARKED STERILE NEONATAL LATEX FREE PORTEX BIVONA | Silicone | EA | 1 | 51.12 | 51.12 | 51.88 | 55.49 | 59.48 | 16 | 11607.37 | 212 | Alternative | 88% | Tracoe | 37135 | TUBE TRACHEOSTOMY SIZE 3.5 L40MM OD5.4MM ID3.5MM WHITE SILICONE DEHP FREE CUFFLESS KINK RESISTANT EXTENDED LENGTH THERMALLY STABLE NECK STRAP RING OBTURATOR MR CONDITIONAL RADIOPAQUE VERY SOFT TUBE TIP STERILE PEDIATRIC LATEX FREE TRACOE Silcosoft | EA | 1 | 91 | 91 | 91 | 91 | 91 | 2 | 12285 | 135 | X | X |  | X | X | X | X | X | X | X | X | X | X | X | X | X |  | Silicone
| Tubes Tracheostomy/Laryngectomy | ICU Medical Inc | 60SN035 | TUBE TRACHEOSTOMY SIZE 3.5 L34MM OD5.3MM ID3.5MM WHITE SILICONE CUFFLESS STRAIGHT FLANGE HYDROPHOBIC HYPOALLERGENIC WIRE REINFORCED REPROCESSIBLE FLEXIBLE IMPROVED FIT INTEGRATED 15MM CONNECTOR MR CONDITIONAL TRACH TIE IMPROVED WEANING CE MARKED STERILE NEONATAL LATEX FREE PORTEX BIVONA | Silicone | EA | 1 | 51.12 | 51.12 | 51.88 | 55.49 | 59.48 | 16 | 11607.37 | 212 | Alternative | 88% | Tracoe | 36235 | TUBE TRACHEOSTOMY SIZE 3.5 L34MM OD5.4MM ID3.5MM WHITE SILICONE DEHP FREE WATER CUFF KINK RESISTANT THERMALLY STABLE NECK STRAP RING OBTURATOR MR CONDITIONAL RADIOPAQUE VERY SOFT TUBE TIP STERILE NEONATAL LATEX FREE TRACOE Silcosoft | EA | 1 | 183.85 | 183.85 | 183.85 | 194 | 194 | 2 | 1327.55 | 7 | X | X | X | X | X |  | X | X | X | X | X | X | X | X | X | X |  | Silicone
| Tubes Tracheostomy/Laryngectomy | ICU Medical Inc | 60SN035 | TUBE TRACHEOSTOMY SIZE 3.5 L34MM OD5.3MM ID3.5MM WHITE SILICONE CUFFLESS STRAIGHT FLANGE HYDROPHOBIC HYPOALLERGENIC WIRE REINFORCED REPROCESSIBLE FLEXIBLE IMPROVED FIT INTEGRATED 15MM CONNECTOR MR CONDITIONAL TRACH TIE IMPROVED WEANING CE MARKED STERILE NEONATAL LATEX FREE PORTEX BIVONA | Silicone | EA | 1 | 51.12 | 51.12 | 51.88 | 55.49 | 59.48 | 16 | 11607.37 | 212 | Alternative | 84% | Medtronic Minimally Invasive | 35PEF | TUBE TRACHEOSTOMY SIZE 3.5 L40MM OD5.4MM ID3.5MM WHITE POLYVINYLCHLORIDE DEHP FREE CUFFLESS INTEGRATED CONNECTOR TRANSPARENT FLANGE TAPE TIE RECESS PROMOTE AIRFLOW FLEXIBLE MR CONDITIONAL PEDIATRIC LATEX FREE DISPOSABLE SHILEY | EA | 1 | 39.91 | 45.5 | 45.96 | 46.43 | 55.2 | 101 | 60357.95 | 1307 | X | X |  | X | X | X | X | X | X | X | X | X |  |  | X | X | X | PVC
| Tubes Tracheostomy/Laryngectomy | ICU Medical Inc | 60SN035 | TUBE TRACHEOSTOMY SIZE 3.5 L34MM OD5.3MM ID3.5MM WHITE SILICONE CUFFLESS STRAIGHT FLANGE HYDROPHOBIC HYPOALLERGENIC WIRE REINFORCED REPROCESSIBLE FLEXIBLE IMPROVED FIT INTEGRATED 15MM CONNECTOR MR CONDITIONAL TRACH TIE IMPROVED WEANING CE MARKED STERILE NEONATAL LATEX FREE PORTEX BIVONA | Silicone | EA | 1 | 51.12 | 51.12 | 51.88 | 55.49 | 59.48 | 16 | 11607.37 | 212 | Alternative | 84% | Medtronic Minimally Invasive | 35NEF | TUBE TRACHEOSTOMY SIZE 3.5 L32MM OD5.4MM ID3.5MM WHITE POLYVINYLCHLORIDE DEHP FREE CUFFLESS INTEGRATED CONNECTOR TRANSPARENT FLANGE TAPE TIE RECESS PROMOTE AIRFLOW FLEXIBLE MR CONDITIONAL NEONATAL LATEX FREE DISPOSABLE SHILEY | EA | 1 | 35.66 | 44.8 | 45.89 | 46.64 | 55.02 | 76 | 32874.8879 | 713 | X | X |  | X | X | X | X | X | X | X | X | X |  |  | X | X | X | PVC
| Tubes Tracheostomy/Laryngectomy | ICU Medical Inc | 60SN035 | TUBE TRACHEOSTOMY SIZE 3.5 L34MM OD5.3MM ID3.5MM WHITE SILICONE CUFFLESS STRAIGHT FLANGE HYDROPHOBIC HYPOALLERGENIC WIRE REINFORCED REPROCESSIBLE FLEXIBLE IMPROVED FIT INTEGRATED 15MM CONNECTOR MR CONDITIONAL TRACH TIE IMPROVED WEANING CE MARKED STERILE NEONATAL LATEX FREE PORTEX BIVONA | Silicone | EA | 1 | 51.12 | 51.12 | 51.88 | 55.49 | 59.48 | 16 | 11607.37 | 212 | Alternative | 84% | Medtronic Minimally Invasive | 35PEF | TUBE TRACHEOSTOMY SIZE 3.5 L40MM OD5.4MM ID3.5MM WHITE POLYVINYLCHLORIDE DEHP FREE CUFFLESS INTEGRATED CONNECTOR TRANSPARENT FLANGE TAPE TIE RECESS PROMOTE AIRFLOW FLEXIBLE MR CONDITIONAL PEDIATRIC LATEX FREE DISPOSABLE SHILEY | BX |  | 29.07 | 29.07 | 45.04 | 45.04 | 46.64 | 8 | 1884.2 | 50 | X | X |  | X | X | X | X | X | X | X | X | X |  |  | X | X | X | PVC
| Tubes Tracheostomy/Laryngectomy | ICU Medical Inc | 60SN035 | TUBE TRACHEOSTOMY SIZE 3.5 L34MM OD5.3MM ID3.5MM WHITE SILICONE CUFFLESS STRAIGHT FLANGE HYDROPHOBIC HYPOALLERGENIC WIRE REINFORCED REPROCESSIBLE FLEXIBLE IMPROVED FIT INTEGRATED 15MM CONNECTOR MR CONDITIONAL TRACH TIE IMPROVED WEANING CE MARKED STERILE NEONATAL LATEX FREE PORTEX BIVONA | Silicone | EA | 1 | 51.12 | 51.12 | 51.88 | 55.49 | 59.48 | 16 | 11607.37 | 212 | Alternative | 84% | Medtronic Minimally Invasive | 35NEF | TUBE TRACHEOSTOMY SIZE 3.5 L32MM OD5.4MM ID3.5MM WHITE POLYVINYLCHLORIDE DEHP FREE CUFFLESS INTEGRATED CONNECTOR TRANSPARENT FLANGE TAPE TIE RECESS PROMOTE AIRFLOW FLEXIBLE MR CONDITIONAL NEONATAL LATEX FREE DISPOSABLE SHILEY | BX |  | 45.84 | 45.84 | 46.43 | 46.43 | 46.43 | 3 | 647.66 | 14 | X | X |  | X | X | X | X | X | X | X | X | X |  |  | X | X | X | PVC
| Tubes Tracheostomy/Laryngectomy | ICU Medical Inc | 60SN035 | TUBE TRACHEOSTOMY SIZE 3.5 L34MM OD5.3MM ID3.5MM WHITE SILICONE CUFFLESS STRAIGHT FLANGE HYDROPHOBIC HYPOALLERGENIC WIRE REINFORCED REPROCESSIBLE FLEXIBLE IMPROVED FIT INTEGRATED 15MM CONNECTOR MR CONDITIONAL TRACH TIE IMPROVED WEANING CE MARKED STERILE NEONATAL LATEX FREE PORTEX BIVONA | Silicone | EA | 1 | 51.12 | 51.12 | 51.88 | 55.49 | 59.48 | 16 | 11607.37 | 212 | Alternative | 84% | Tracoe | 35035 | TUBE TRACHEOSTOMY SIZE 3.5 L34MM OD5MM ID3.5MM CUFFLESS OBTURATOR INTEGRATED 15MM CONNECTOR NECK STRAP FUNNEL SHAPED INNER DESIGN THIN WALL STERILE NEONATAL LATEX FREE TRACOE MINI | EA | 1 | 35.54 | 35.54 | 35.54 | 36 | 36 | 2 | 71.54 | 2 | X |  | X | X | X | X | X | X | X | X | X | X |  |  | X | X | X | Silicone
| Tubes Tracheostomy/Laryngectomy | ICU Medical Inc | 60SN035 | TUBE TRACHEOSTOMY SIZE 3.5 L34MM OD5.3MM ID3.5MM WHITE SILICONE CUFFLESS STRAIGHT FLANGE HYDROPHOBIC HYPOALLERGENIC WIRE REINFORCED REPROCESSIBLE FLEXIBLE IMPROVED FIT INTEGRATED 15MM CONNECTOR MR CONDITIONAL TRACH TIE IMPROVED WEANING CE MARKED STERILE NEONATAL LATEX FREE PORTEX BIVONA | Silicone | EA | 1 | 51.12 | 51.12 | 51.88 | 55.49 | 59.48 | 16 | 11607.37 | 212 | Alternative | 84% | Medtronic Minimally Invasive | 35PEF | TUBE TRACHEOSTOMY SIZE 3.5 L40MM OD5.4MM ID3.5MM WHITE POLYVINYLCHLORIDE DEHP FREE CUFFLESS INTEGRATED CONNECTOR TRANSPARENT FLANGE TAPE TIE RECESS PROMOTE AIRFLOW FLEXIBLE MR CONDITIONAL PEDIATRIC LATEX FREE DISPOSABLE SHILEY | CS |  | 31.85 | 31.85 | 31.85 | 31.85 | 31.85 | 1 | 445.9 | 14 | X | X |  | X | X | X | X | X | X | X | X | X |  |  | X | X | X | PVC
| Tubes Tracheostomy/Laryngectomy | ICU Medical Inc | 60SN035 | TUBE TRACHEOSTOMY SIZE 3.5 L34MM OD5.3MM ID3.5MM WHITE SILICONE CUFFLESS STRAIGHT FLANGE HYDROPHOBIC HYPOALLERGENIC WIRE REINFORCED REPROCESSIBLE FLEXIBLE IMPROVED FIT INTEGRATED 15MM CONNECTOR MR CONDITIONAL TRACH TIE IMPROVED WEANING CE MARKED STERILE NEONATAL LATEX FREE PORTEX BIVONA | Silicone | EA | 1 | 51.12 | 51.12 | 51.88 | 55.49 | 59.48 | 16 | 11607.37 | 212 | Alternative | 84% | Medtronic Minimally Invasive | 35NEFP | TUBE TRACHEOSTOMY SIZE 3.5 L32MM OD5.4MM ID3.5MM WHITE POLYVINYLCHLORIDE DEHP FREE CUFFLESS INTEGRATED CONNECTOR TRANSPARENT FLANGE TAPE TIE RECESS PROMOTE AIRFLOW FLEXIBLE MR CONDITIONAL NEONATAL LATEX FREE DISPOSABLE SHILEY | [10 empty] | X | X |  | X | X | X | X | X | X | X | X | X |  |  | X | X | X | PVC
| Tubes Tracheostomy/Laryngectomy | ICU Medical Inc | 60SN035 | TUBE TRACHEOSTOMY SIZE 3.5 L34MM OD5.3MM ID3.5MM WHITE SILICONE CUFFLESS STRAIGHT FLANGE HYDROPHOBIC HYPOALLERGENIC WIRE REINFORCED REPROCESSIBLE FLEXIBLE IMPROVED FIT INTEGRATED 15MM CONNECTOR MR CONDITIONAL TRACH TIE IMPROVED WEANING CE MARKED STERILE NEONATAL LATEX FREE PORTEX BIVONA | Silicone | EA | 1 | 51.12 | 51.12 | 51.88 | 55.49 | 59.48 | 16 | 11607.37 | 212 | Alternative | 84% | Medtronic Minimally Invasive | 35PEFP | TUBE TRACHEOSTOMY SIZE 3.5 L40MM OD5.4MM ID3.5MM WHITE POLYVINYLCHLORIDE DEHP FREE CUFFLESS INTEGRATED CONNECTOR TRANSPARENT FLANGE TAPE TIE RECESS PROMOTE AIRFLOW FLEXIBLE MR CONDITIONAL PEDIATRIC LATEX FREE DISPOSABLE SHILEY | [10 empty] | X | X |  | X | X | X | X | X | X | X | X | X |  |  | X | X | X | PVC
| Tubes Tracheostomy/Laryngectomy | ICU Medical Inc | 60SN035 | TUBE TRACHEOSTOMY SIZE 3.5 L34MM OD5.3MM ID3.5MM WHITE SILICONE CUFFLESS STRAIGHT FLANGE HYDROPHOBIC HYPOALLERGENIC WIRE REINFORCED REPROCESSIBLE FLEXIBLE IMPROVED FIT INTEGRATED 15MM CONNECTOR MR CONDITIONAL TRACH TIE IMPROVED WEANING CE MARKED STERILE NEONATAL LATEX FREE PORTEX BIVONA | Silicone | EA | 1 | 51.12 | 51.12 | 51.88 | 55.49 | 59.48 | 16 | 11607.37 | 212 | Alternative | 79% | Tracoe | 37335 | TUBE TRACHEOSTOMY SIZE 3.5 L40MM OD5.4MM ID3.5MM WHITE SILICONE DEHP FREE KINK RESISTANT EXTENDED LENGTH THERMALLY STABLE NECK STRAP RING OBTURATOR MR CONDITIONAL RADIOPAQUE VERY SOFT TUBE TIP STERILE PEDIATRIC LATEX FREE TRACOE Silcosoft | EA | 1 | 200 | 204 | 206 | 212 | 212 | 6 | 87750 | 428 | X | X |  | X | X |  | X | X | X | X | X | X | X | X | X | X |  | Silicone
| Tubes Tracheostomy/Laryngectomy | ICU Medical Inc | 60SN035 | TUBE TRACHEOSTOMY SIZE 3.5 L34MM OD5.3MM ID3.5MM WHITE SILICONE CUFFLESS STRAIGHT FLANGE HYDROPHOBIC HYPOALLERGENIC WIRE REINFORCED REPROCESSIBLE FLEXIBLE IMPROVED FIT INTEGRATED 15MM CONNECTOR MR CONDITIONAL TRACH TIE IMPROVED WEANING CE MARKED STERILE NEONATAL LATEX FREE PORTEX BIVONA | Silicone | EA | 1 | 51.12 | 51.12 | 51.88 | 55.49 | 59.48 | 16 | 11607.37 | 212 | Alternative | 79% | Tracoe | 37235 | TUBE TRACHEOSTOMY SIZE 3.5 L40MM OD5.4MM ID3.5MM WHITE SILICONE DEHP FREE WATER CUFF KINK RESISTANT THERMALLY STABLE NECK STRAP RING OBTURATOR MR CONDITIONAL RADIOPAQUE VERY SOFT TUBE TIP STERILE PEDIATRIC LATEX FREE TRACOE Silcosoft | EA | 1 | 183 | 183 | 183 | 194 | 194 | 2 | 10468 | 56 | X | X |  | X | X |  | X | X | X | X | X | X | X | X | X | X |  | Silicone
| Tubes Tracheostomy/Laryngectomy | ICU Medical Inc | 60SN035 | TUBE TRACHEOSTOMY SIZE 3.5 L34MM OD5.3MM ID3.5MM WHITE SILICONE CUFFLESS STRAIGHT FLANGE HYDROPHOBIC HYPOALLERGENIC WIRE REINFORCED REPROCESSIBLE FLEXIBLE IMPROVED FIT INTEGRATED 15MM CONNECTOR MR CONDITIONAL TRACH TIE IMPROVED WEANING CE MARKED STERILE NEONATAL LATEX FREE PORTEX BIVONA | Silicone | EA | 1 | 51.12 | 51.12 | 51.88 | 55.49 | 59.48 | 16 | 11607.37 | 212 | Alternative | 78% | Tracoe | 10103 | TUBE TRACHEOSTOMY SIZE 3.0 L42MM OD4.8MM ID3.5MM CLEAR POLYMER CUFFLESS NECK STRAP FLEXIBLE MR CONDITIONAL ADULT LATEX FREE TRACOE COMFORT | [10 empty] | X |  |  | X | X | X | X | X | X | X | X | X |  | X | X | X | X | Polymer
| Tubes Tracheostomy/Laryngectomy | ICU Medical Inc | 60SN035 | TUBE TRACHEOSTOMY SIZE 3.5 L34MM OD5.3MM ID3.5MM WHITE SILICONE CUFFLESS STRAIGHT FLANGE HYDROPHOBIC HYPOALLERGENIC WIRE REINFORCED REPROCESSIBLE FLEXIBLE IMPROVED FIT INTEGRATED 15MM CONNECTOR MR CONDITIONAL TRACH TIE IMPROVED WEANING CE MARKED STERILE NEONATAL LATEX FREE PORTEX BIVONA | Silicone | EA | 1 | 51.12 | 51.12 | 51.88 | 55.49 | 59.48 | 16 | 11607.37 | 212 | Alternative | 76% | SunMed LLC | 1739040 | TUBE TRACHEOSTOMY SIZE 4.0 L56.5MM OD5.33MM ID4MM POLYVINYLCHLORIDE CUFFLESS INTEGRAL 15MM CONNECTOR CUSHION NECK BAND NECK BAND RETAINER OBTURATOR RADIOPAQUE STRIP LOW PRESSURE MR CONDITIONAL STERILE ADULT LATEX FREE DISPOSABLE | [11 empty] | X |  | X | X | X | X | X | X | X | X | X |  | X | X | X |  | PVC
| Tubes Tracheostomy/Laryngectomy | ICU Medical Inc | 60SN035 | TUBE TRACHEOSTOMY SIZE 3.5 L34MM OD5.3MM ID3.5MM WHITE SILICONE CUFFLESS STRAIGHT FLANGE HYDROPHOBIC HYPOALLERGENIC WIRE REINFORCED REPROCESSIBLE FLEXIBLE IMPROVED FIT INTEGRATED 15MM CONNECTOR MR CONDITIONAL TRACH TIE IMPROVED WEANING CE MARKED STERILE NEONATAL LATEX FREE PORTEX BIVONA | Silicone | EA | 1 | 51.12 | 51.12 | 51.88 | 55.49 | 59.48 | 16 | 11607.37 | 212 | Alternative | 76% | SunMed LLC | 1739035 | TUBE TRACHEOSTOMY SIZE 3.5 L56.5MM OD4.67MM ID3.5MM POLYVINYLCHLORIDE CUFFLESS INTEGRAL 15MM CONNECTOR CUSHION NECK BAND NECK BAND RETAINER OBTURATOR RADIOPAQUE STRIP LOW PRESSURE MR CONDITIONAL STERILE ADULT LATEX FREE DISPOSABLE | [10 empty] | X |  |  | X | X | X | X | X | X | X | X | X |  | X | X | X |  | PVC
| Tubes Tracheostomy/Laryngectomy | ICU Medical Inc | 60SN035 | TUBE TRACHEOSTOMY SIZE 3.5 L34MM OD5.3MM ID3.5MM WHITE SILICONE CUFFLESS STRAIGHT FLANGE HYDROPHOBIC HYPOALLERGENIC WIRE REINFORCED REPROCESSIBLE FLEXIBLE IMPROVED FIT INTEGRATED 15MM CONNECTOR MR CONDITIONAL TRACH TIE IMPROVED WEANING CE MARKED STERILE NEONATAL LATEX FREE PORTEX BIVONA | Silicone | EA | 1 | 51.12 | 51.12 | 51.88 | 55.49 | 59.48 | 16 | 11607.37 | 212 | Alternative | 75% | Medtronic Minimally Invasive | 40NEF | TUBE TRACHEOSTOMY SIZE 4.0 L34MM OD6MM ID4MM WHITE POLYVINYLCHLORIDE DEHP FREE CUFFLESS INTEGRATED CONNECTOR TRANSPARENT FLANGE TAPE TIE RECESS PROMOTE AIRFLOW FLEXIBLE MR CONDITIONAL NEONATAL LATEX FREE DISPOSABLE SHILEY | EA | 1 | 39.91 | 44.8 | 45.95 | 46.78 | 54.63 | 62 | 20900.87 | 451 |  |  | X | X | X | X | X | X | X | X | X | X |  |  | X | X | X | PVC
| Tubes Tracheostomy/Laryngectomy | ICU Medical Inc | 60SN035 | TUBE TRACHEOSTOMY SIZE 3.5 L34MM OD5.3MM ID3.5MM WHITE SILICONE CUFFLESS STRAIGHT FLANGE HYDROPHOBIC HYPOALLERGENIC WIRE REINFORCED REPROCESSIBLE FLEXIBLE IMPROVED FIT INTEGRATED 15MM CONNECTOR MR CONDITIONAL TRACH TIE IMPROVED WEANING CE MARKED STERILE NEONATAL LATEX FREE PORTEX BIVONA | Silicone | EA | 1 | 51.12 | 51.12 | 51.88 | 55.49 | 59.48 | 16 | 11607.37 | 212 | Alternative | 75% | Medtronic Minimally Invasive | 35PCF | TUBE TRACHEOSTOMY SIZE 3.5 L40MM OD5.4MM ID3.5MM WHITE POLYVINYLCHLORIDE DEHP FREE TAPERGUARD CUFF INTEGRATED CONNECTOR TRANSPARENT FLANGE TAPE TIE RECESS PROMOTE AIRFLOW FLEXIBLE MR CONDITIONAL PEDIATRIC LATEX FREE DISPOSABLE SHILEY | EA | 1 | 46.63 | 58.67 | 64.98 | 67.65 | 73.84 | 31 | 17597.69 | 276 | X | X |  | X | X |  | X | X | X | X | X | X |  |  | X | X | X | PVC
| Tubes Tracheostomy/Laryngectomy | ICU Medical Inc | 60SN035 | TUBE TRACHEOSTOMY SIZE 3.5 L34MM OD5.3MM ID3.5MM WHITE SILICONE CUFFLESS STRAIGHT FLANGE HYDROPHOBIC HYPOALLERGENIC WIRE REINFORCED REPROCESSIBLE FLEXIBLE IMPROVED FIT INTEGRATED 15MM CONNECTOR MR CONDITIONAL TRACH TIE IMPROVED WEANING CE MARKED STERILE NEONATAL LATEX FREE PORTEX BIVONA | Silicone | EA | 1 | 51.12 | 51.12 | 51.88 | 55.49 | 59.48 | 16 | 11607.37 | 212 | Alternative | 75% | Medtronic Minimally Invasive | 35NCF | TUBE TRACHEOSTOMY SIZE 3.5 L32MM OD5.4MM ID3.5MM WHITE POLYVINYLCHLORIDE DEHP FREE TAPERGUARD CUFF INTEGRATED CONNECTOR TRANSPARENT FLANGE TAPE TIE RECESS PROMOTE AIRFLOW FLEXIBLE MR CONDITIONAL NEONATAL LATEX FREE DISPOSABLE SHILEY | EA | 1 | 45.8967 | 56.8 | 60.54 | 66.95 | 72.12 | 14 | 5120.9701 | 80 | X | X |  | X | X |  | X | X | X | X | X | X |  |  | X | X | X | PVC
| Tubes Tracheostomy/Laryngectomy | ICU Medical Inc | 60SN035 | TUBE TRACHEOSTOMY SIZE 3.5 L34MM OD5.3MM ID3.5MM WHITE SILICONE CUFFLESS STRAIGHT FLANGE HYDROPHOBIC HYPOALLERGENIC WIRE REINFORCED REPROCESSIBLE FLEXIBLE IMPROVED FIT INTEGRATED 15MM CONNECTOR MR CONDITIONAL TRACH TIE IMPROVED WEANING CE MARKED STERILE NEONATAL LATEX FREE PORTEX BIVONA | Silicone | EA | 1 | 51.12 | 51.12 | 51.88 | 55.49 | 59.48 | 16 | 11607.37 | 212 | Alternative | 75% | Medtronic Minimally Invasive | 40NEF | TUBE TRACHEOSTOMY SIZE 4.0 L34MM OD6MM ID4MM WHITE POLYVINYLCHLORIDE DEHP FREE CUFFLESS INTEGRATED CONNECTOR TRANSPARENT FLANGE TAPE TIE RECESS PROMOTE AIRFLOW FLEXIBLE MR CONDITIONAL NEONATAL LATEX FREE DISPOSABLE SHILEY | BX |  | 31.85 | 45.5 | 45.84 | 53.09 | 54.42 | 9 | 1125.0879 | 24 |  |  | X | X | X | X | X | X | X | X | X | X |  |  | X | X | X | PVC
| Tubes Tracheostomy/Laryngectomy | ICU Medical Inc | 60SN035 | TUBE TRACHEOSTOMY SIZE 3.5 L34MM OD5.3MM ID3.5MM WHITE SILICONE CUFFLESS STRAIGHT FLANGE HYDROPHOBIC HYPOALLERGENIC WIRE REINFORCED REPROCESSIBLE FLEXIBLE IMPROVED FIT INTEGRATED 15MM CONNECTOR MR CONDITIONAL TRACH TIE IMPROVED WEANING CE MARKED STERILE NEONATAL LATEX FREE PORTEX BIVONA | Silicone | EA | 1 | 51.12 | 51.12 | 51.88 | 55.49 | 59.48 | 16 | 11607.37 | 212 | Alternative | 75% | Tracoe | 35535 | TUBE TRACHEOSTOMY SIZE 3.5 L40MM OD5MM ID3.5MM CUFFLESS OBTURATOR INTEGRATED 15MM CONNECTOR NECK STRAP FUNNEL SHAPED INNER DESIGN THIN WALL STERILE PEDIATRIC LATEX FREE TRACOE MINI | EA | 1 | 35.54 | 35.54 | 36 | 41.5 | 41.5 | 3 | 1578.18 | 41 | X |  |  | X | X | X | X | X | X | X | X | X |  |  | X | X | X | Silicone
| Tubes Tracheostomy/Laryngectomy | ICU Medical Inc | 60SN035 | TUBE TRACHEOSTOMY SIZE 3.5 L34MM OD5.3MM ID3.5MM WHITE SILICONE CUFFLESS STRAIGHT FLANGE HYDROPHOBIC HYPOALLERGENIC WIRE REINFORCED REPROCESSIBLE FLEXIBLE IMPROVED FIT INTEGRATED 15MM CONNECTOR MR CONDITIONAL TRACH TIE IMPROVED WEANING CE MARKED STERILE NEONATAL LATEX FREE PORTEX BIVONA | Silicone | EA | 1 | 51.12 | 51.12 | 51.88 | 55.49 | 59.48 | 16 | 11607.37 | 212 | Alternative | 75% | Medtronic Minimally Invasive | 35PCF | TUBE TRACHEOSTOMY SIZE 3.5 L40MM OD5.4MM ID3.5MM WHITE POLYVINYLCHLORIDE DEHP FREE TAPERGUARD CUFF INTEGRATED CONNECTOR TRANSPARENT FLANGE TAPE TIE RECESS PROMOTE AIRFLOW FLEXIBLE MR CONDITIONAL PEDIATRIC LATEX FREE DISPOSABLE SHILEY | BX |  | 56.81 | 56.81 | 56.81 | 56.81 | 56.81 | 1 | 340.86 | 6 | X | X |  | X | X |  | X | X | X | X | X | X |  |  | X | X | X | PVC
| Tubes Tracheostomy/Laryngectomy | ICU Medical Inc | 60SN035 | TUBE TRACHEOSTOMY SIZE 3.5 L34MM OD5.3MM ID3.5MM WHITE SILICONE CUFFLESS STRAIGHT FLANGE HYDROPHOBIC HYPOALLERGENIC WIRE REINFORCED REPROCESSIBLE FLEXIBLE IMPROVED FIT INTEGRATED 15MM CONNECTOR MR CONDITIONAL TRACH TIE IMPROVED WEANING CE MARKED STERILE NEONATAL LATEX FREE PORTEX BIVONA | Silicone | EA | 1 | 51.12 | 51.12 | 51.88 | 55.49 | 59.48 | 16 | 11607.37 | 212 | Alternative | 75% | Medtronic Minimally Invasive | 40NEFP | TUBE TRACHEOSTOMY SIZE 4.0 L34MM OD6MM ID4MM WHITE POLYVINYLCHLORIDE DEHP FREE CUFFLESS INTEGRATED CONNECTOR TRANSPARENT FLANGE TAPE TIE RECESS PROMOTE AIRFLOW FLEXIBLE MR CONDITIONAL NEONATAL LATEX FREE DISPOSABLE SHILEY | [12 empty] | X | X | X | X | X | X | X | X | X | X |  |  | X | X | X | PVC
| Tubes Tracheostomy/Laryngectomy | ICU Medical Inc | 60SN040 | TUBE TRACHEOSTOMY SIZE 4.0 L36MM OD6MM ID4MM WHITE SILICONE CUFFLESS STRAIGHT FLANGE HYDROPHOBIC HYPOALLERGENIC WIRE REINFORCED REPROCESSIBLE FLEXIBLE IMPROVED FIT INTEGRATED 15MM CONNECTOR MR CONDITIONAL TRACH TIE IMPROVED WEANING CE MARKED STERILE NEONATAL LATEX FREE PORTEX BIVONA | Silicone | EA | 1 | 51.12 | 51.13 | 54.06 | 57.35 | 59.48 | 11 | 5220.84 | 95 | Alternative | 98% | Tracoe | 36140 | TUBE TRACHEOSTOMY SIZE 4.0 L36MM OD6MM ID4MM WHITE SILICONE DEHP FREE CUFFLESS KINK RESISTANT EXTENDED LENGTH THERMALLY STABLE NECK STRAP RING OBTURATOR MR CONDITIONAL RADIOPAQUE VERY SOFT TUBE TIP STERILE NEONATAL LATEX FREE TRACOE Silcosoft | EA | 1 | 129 | 129 | 129 | 133 | 133 | 2 | 528 | 4 | X | X | X | X | X | X | X | X | X | X | X | X | X | X | X | X |  | Silicone
| Tubes Tracheostomy/Laryngectomy | ICU Medical Inc | 60SN040 | TUBE TRACHEOSTOMY SIZE 4.0 L36MM OD6MM ID4MM WHITE SILICONE CUFFLESS STRAIGHT FLANGE HYDROPHOBIC HYPOALLERGENIC WIRE REINFORCED REPROCESSIBLE FLEXIBLE IMPROVED FIT INTEGRATED 15MM CONNECTOR MR CONDITIONAL TRACH TIE IMPROVED WEANING CE MARKED STERILE NEONATAL LATEX FREE PORTEX BIVONA | Silicone | EA | 1 | 51.12 | 51.13 | 54.06 | 57.35 | 59.48 | 11 | 5220.84 | 95 | Alternative | 98% | Tracoe | 36040 | TUBE TRACHEOSTOMY SIZE 4.0 L36MM OD6MM ID4MM WHITE SILICONE DEHP FREE CUFFLESS KINK RESISTANT THERMALLY STABLE NECK STRAP RING OBTURATOR MR CONDITIONAL RADIOPAQUE VERY SOFT TUBE TIP STERILE NEONATAL LATEX FREE TRACOE Silcosoft | [10 empty] | X | X | X | X | X | X | X | X | X | X | X | X | X | X | X | X |  | Silicone
| Tubes Tracheostomy/Laryngectomy | ICU Medical Inc | 60SN040 | TUBE TRACHEOSTOMY SIZE 4.0 L36MM OD6MM ID4MM WHITE SILICONE CUFFLESS STRAIGHT FLANGE HYDROPHOBIC HYPOALLERGENIC WIRE REINFORCED REPROCESSIBLE FLEXIBLE IMPROVED FIT INTEGRATED 15MM CONNECTOR MR CONDITIONAL TRACH TIE IMPROVED WEANING CE MARKED STERILE NEONATAL LATEX FREE PORTEX BIVONA | Silicone | EA | 1 | 51.12 | 51.13 | 54.06 | 57.35 | 59.48 | 11 | 5220.84 | 95 | Alternative | 88% | Tracoe | 37040 | TUBE TRACHEOSTOMY SIZE 4.0 L41MM OD6MM ID4MM WHITE SILICONE DEHP FREE CUFFLESS KINK RESISTANT THERMALLY STABLE NECK STRAP RING OBTURATOR MR CONDITIONAL RADIOPAQUE VERY SOFT TUBE TIP STERILE PEDIATRIC LATEX FREE TRACOE Silcosoft | EA | 1 | 63 | 63 | 63 | 68 | 68 | 4 | 3661 | 57 | X | X |  | X | X | X | X | X | X | X | X | X | X | X | X | X |  | Silicone
| Tubes Tracheostomy/Laryngectomy | ICU Medical Inc | 60SN040 | TUBE TRACHEOSTOMY SIZE 4.0 L36MM OD6MM ID4MM WHITE SILICONE CUFFLESS STRAIGHT FLANGE HYDROPHOBIC HYPOALLERGENIC WIRE REINFORCED REPROCESSIBLE FLEXIBLE IMPROVED FIT INTEGRATED 15MM CONNECTOR MR CONDITIONAL TRACH TIE IMPROVED WEANING CE MARKED STERILE NEONATAL LATEX FREE PORTEX BIVONA | Silicone | EA | 1 | 51.12 | 51.13 | 54.06 | 57.35 | 59.48 | 11 | 5220.84 | 95 | Alternative | 88% | Tracoe | 36340 | TUBE TRACHEOSTOMY SIZE 4.0 L36MM OD6MM ID4MM WHITE SILICONE DEHP FREE KINK RESISTANT EXTENDED LENGTH THERMALLY STABLE NECK STRAP RING OBTURATOR MR CONDITIONAL RADIOPAQUE VERY SOFT TUBE TIP STERILE NEONATAL LATEX FREE TRACOE Silcosoft | EA | 1 | 204 | 204 | 206 | 212 | 212 | 4 | 19200 | 93 | X | X | X | X | X |  | X | X | X | X | X | X | X | X | X | X |  | Silicone
| Tubes Tracheostomy/Laryngectomy | ICU Medical Inc | 60SN040 | TUBE TRACHEOSTOMY SIZE 4.0 L36MM OD6MM ID4MM WHITE SILICONE CUFFLESS STRAIGHT FLANGE HYDROPHOBIC HYPOALLERGENIC WIRE REINFORCED REPROCESSIBLE FLEXIBLE IMPROVED FIT INTEGRATED 15MM CONNECTOR MR CONDITIONAL TRACH TIE IMPROVED WEANING CE MARKED STERILE NEONATAL LATEX FREE PORTEX BIVONA | Silicone | EA | 1 | 51.12 | 51.13 | 54.06 | 57.35 | 59.48 | 11 | 5220.84 | 95 | Alternative | 88% | Tracoe | 37140 | TUBE TRACHEOSTOMY SIZE 4.0 L41MM OD6MM ID4MM WHITE SILICONE DEHP FREE CUFFLESS KINK RESISTANT EXTENDED LENGTH THERMALLY STABLE NECK STRAP RING OBTURATOR MR CONDITIONAL RADIOPAQUE VERY SOFT TUBE TIP STERILE PEDIATRIC LATEX FREE TRACOE Silcosoft | EA | 1 | 68 | 68 | 91 | 91 | 91 | 3 | 5686 | 64 | X | X |  | X | X | X | X | X | X | X | X | X | X | X | X | X |  | Silicone
| Tubes Tracheostomy/Laryngectomy | ICU Medical Inc | 60SN040 | TUBE TRACHEOSTOMY SIZE 4.0 L36MM OD6MM ID4MM WHITE SILICONE CUFFLESS STRAIGHT FLANGE HYDROPHOBIC HYPOALLERGENIC WIRE REINFORCED REPROCESSIBLE FLEXIBLE IMPROVED FIT INTEGRATED 15MM CONNECTOR MR CONDITIONAL TRACH TIE IMPROVED WEANING CE MARKED STERILE NEONATAL LATEX FREE PORTEX BIVONA | Silicone | EA | 1 | 51.12 | 51.13 | 54.06 | 57.35 | 59.48 | 11 | 5220.84 | 95 | Alternative | 88% | Tracoe | 36240 | TUBE TRACHEOSTOMY SIZE 4.0 L36MM OD6MM ID4MM WHITE SILICONE DEHP FREE WATER CUFF KINK RESISTANT THERMALLY STABLE NECK STRAP RING OBTURATOR MR CONDITIONAL RADIOPAQUE VERY SOFT TUBE TIP STERILE NEONATAL LATEX FREE TRACOE Silcosoft | EA | 1 | 183.85 | 183.85 | 183.85 | 194 | 194 | 2 | 1899.4 | 10 | X | X | X | X | X |  | X | X | X | X | X | X | X | X | X | X |  | Silicone
| Tubes Tracheostomy/Laryngectomy | ICU Medical Inc | 60SN040 | TUBE TRACHEOSTOMY SIZE 4.0 L36MM OD6MM ID4MM WHITE SILICONE CUFFLESS STRAIGHT FLANGE HYDROPHOBIC HYPOALLERGENIC WIRE REINFORCED REPROCESSIBLE FLEXIBLE IMPROVED FIT INTEGRATED 15MM CONNECTOR MR CONDITIONAL TRACH TIE IMPROVED WEANING CE MARKED STERILE NEONATAL LATEX FREE PORTEX BIVONA | Silicone | EA | 1 | 51.12 | 51.13 | 54.06 | 57.35 | 59.48 | 11 | 5220.84 | 95 | Alternative | 84% | Medtronic Minimally Invasive | 40PEF | TUBE TRACHEOSTOMY SIZE 4.0 L41MM OD6MM ID4MM WHITE POLYVINYLCHLORIDE DEHP FREE CUFFLESS INTEGRATED CONNECTOR TRANSPARENT FLANGE TAPE TIE RECESS PROMOTE AIRFLOW FLEXIBLE MR CONDITIONAL PEDIATRIC LATEX FREE DISPOSABLE SHILEY | EA | 1 | 36.39 | 44.8 | 45.5 | 46.43 | 55.2 | 114 | 67766.96 | 1465 | X | X |  | X | X | X | X | X | X | X | X | X |  |  | X | X | X | PVC
| Tubes Tracheostomy/Laryngectomy | ICU Medical Inc | 60SN040 | TUBE TRACHEOSTOMY SIZE 4.0 L36MM OD6MM ID4MM WHITE SILICONE CUFFLESS STRAIGHT FLANGE HYDROPHOBIC HYPOALLERGENIC WIRE REINFORCED REPROCESSIBLE FLEXIBLE IMPROVED FIT INTEGRATED 15MM CONNECTOR MR CONDITIONAL TRACH TIE IMPROVED WEANING CE MARKED STERILE NEONATAL LATEX FREE PORTEX BIVONA | Silicone | EA | 1 | 51.12 | 51.13 | 54.06 | 57.35 | 59.48 | 11 | 5220.84 | 95 | Alternative | 84% | Medtronic Minimally Invasive | 40NEF | TUBE TRACHEOSTOMY SIZE 4.0 L34MM OD6MM ID4MM WHITE POLYVINYLCHLORIDE DEHP FREE CUFFLESS INTEGRATED CONNECTOR TRANSPARENT FLANGE TAPE TIE RECESS PROMOTE AIRFLOW FLEXIBLE MR CONDITIONAL NEONATAL LATEX FREE DISPOSABLE SHILEY | EA | 1 | 39.91 | 44.8 | 45.95 | 46.78 | 54.63 | 62 | 20900.87 | 451 | X | X |  | X | X | X | X | X | X | X | X | X |  |  | X | X | X | PVC
| Tubes Tracheostomy/Laryngectomy | ICU Medical Inc | 60SN040 | TUBE TRACHEOSTOMY SIZE 4.0 L36MM OD6MM ID4MM WHITE SILICONE CUFFLESS STRAIGHT FLANGE HYDROPHOBIC HYPOALLERGENIC WIRE REINFORCED REPROCESSIBLE FLEXIBLE IMPROVED FIT INTEGRATED 15MM CONNECTOR MR CONDITIONAL TRACH TIE IMPROVED WEANING CE MARKED STERILE NEONATAL LATEX FREE PORTEX BIVONA | Silicone | EA | 1 | 51.12 | 51.13 | 54.06 | 57.35 | 59.48 | 11 | 5220.84 | 95 | Alternative | 84% | Medtronic Minimally Invasive | 40NEF | TUBE TRACHEOSTOMY SIZE 4.0 L34MM OD6MM ID4MM WHITE POLYVINYLCHLORIDE DEHP FREE CUFFLESS INTEGRATED CONNECTOR TRANSPARENT FLANGE TAPE TIE RECESS PROMOTE AIRFLOW FLEXIBLE MR CONDITIONAL NEONATAL LATEX FREE DISPOSABLE SHILEY | BX |  | 31.85 | 45.5 | 45.84 | 53.09 | 54.42 | 9 | 1125.0879 | 24 | X | X |  | X | X | X | X | X | X | X | X | X |  |  | X | X | X | PVC
| Tubes Tracheostomy/Laryngectomy | ICU Medical Inc | 60SN040 | TUBE TRACHEOSTOMY SIZE 4.0 L36MM OD6MM ID4MM WHITE SILICONE CUFFLESS STRAIGHT FLANGE HYDROPHOBIC HYPOALLERGENIC WIRE REINFORCED REPROCESSIBLE FLEXIBLE IMPROVED FIT INTEGRATED 15MM CONNECTOR MR CONDITIONAL TRACH TIE IMPROVED WEANING CE MARKED STERILE NEONATAL LATEX FREE PORTEX BIVONA | Silicone | EA | 1 | 51.12 | 51.13 | 54.06 | 57.35 | 59.48 | 11 | 5220.84 | 95 | Alternative | 84% | Medtronic Minimally Invasive | 40PEF | TUBE TRACHEOSTOMY SIZE 4.0 L41MM OD6MM ID4MM WHITE POLYVINYLCHLORIDE DEHP FREE CUFFLESS INTEGRATED CONNECTOR TRANSPARENT FLANGE TAPE TIE RECESS PROMOTE AIRFLOW FLEXIBLE MR CONDITIONAL PEDIATRIC LATEX FREE DISPOSABLE SHILEY | BX |  | 40.31 | 42.77 | 45.04 | 45.5 | 46.43 | 8 | 2508.61 | 57 | X | X |  | X | X | X | X | X | X | X | X | X |  |  | X | X | X | PVC
| Tubes Tracheostomy/Laryngectomy | ICU Medical Inc | 60SN040 | TUBE TRACHEOSTOMY SIZE 4.0 L36MM OD6MM ID4MM WHITE SILICONE CUFFLESS STRAIGHT FLANGE HYDROPHOBIC HYPOALLERGENIC WIRE REINFORCED REPROCESSIBLE FLEXIBLE IMPROVED FIT INTEGRATED 15MM CONNECTOR MR CONDITIONAL TRACH TIE IMPROVED WEANING CE MARKED STERILE NEONATAL LATEX FREE PORTEX BIVONA | Silicone | EA | 1 | 51.12 | 51.13 | 54.06 | 57.35 | 59.48 | 11 | 5220.84 | 95 | Alternative | 84% | Tracoe | 35040 | TUBE TRACHEOSTOMY SIZE 4.0 L36MM OD5.6MM ID4MM CUFFLESS OBTURATOR INTEGRATED 15MM CONNECTOR NECK STRAP FUNNEL SHAPED INNER DESIGN THIN WALL STERILE NEONATAL LATEX FREE TRACOE MINI | EA | 1 | 35.54 | 35.54 | 35.54 | 36 | 36 | 2 | 355.86 | 10 | X |  | X | X | X | X | X | X | X | X | X | X |  |  | X | X | X | Silicone
| Tubes Tracheostomy/Laryngectomy | ICU Medical Inc | 60SN040 | TUBE TRACHEOSTOMY SIZE 4.0 L36MM OD6MM ID4MM WHITE SILICONE CUFFLESS STRAIGHT FLANGE HYDROPHOBIC HYPOALLERGENIC WIRE REINFORCED REPROCESSIBLE FLEXIBLE IMPROVED FIT INTEGRATED 15MM CONNECTOR MR CONDITIONAL TRACH TIE IMPROVED WEANING CE MARKED STERILE NEONATAL LATEX FREE PORTEX BIVONA | Silicone | EA | 1 | 51.12 | 51.13 | 54.06 | 57.35 | 59.48 | 11 | 5220.84 | 95 | Alternative | 84% | Medtronic Minimally Invasive | 40PEF | TUBE TRACHEOSTOMY SIZE 4.0 L41MM OD6MM ID4MM WHITE POLYVINYLCHLORIDE DEHP FREE CUFFLESS INTEGRATED CONNECTOR TRANSPARENT FLANGE TAPE TIE RECESS PROMOTE AIRFLOW FLEXIBLE MR CONDITIONAL PEDIATRIC LATEX FREE DISPOSABLE SHILEY | CS |  | 45.5 | 45.5 | 45.5 | 45.5 | 45.5 | 1 | 91 | 2 | X | X |  | X | X | X | X | X | X | X | X | X |  |  | X | X | X | PVC
| Tubes Tracheostomy/Laryngectomy | ICU Medical Inc | 60SN040 | TUBE TRACHEOSTOMY SIZE 4.0 L36MM OD6MM ID4MM WHITE SILICONE CUFFLESS STRAIGHT FLANGE HYDROPHOBIC HYPOALLERGENIC WIRE REINFORCED REPROCESSIBLE FLEXIBLE IMPROVED FIT INTEGRATED 15MM CONNECTOR MR CONDITIONAL TRACH TIE IMPROVED WEANING CE MARKED STERILE NEONATAL LATEX FREE PORTEX BIVONA | Silicone | EA | 1 | 51.12 | 51.13 | 54.06 | 57.35 | 59.48 | 11 | 5220.84 | 95 | Alternative | 84% | Medtronic Minimally Invasive | 40NEFP | TUBE TRACHEOSTOMY SIZE 4.0 L34MM OD6MM ID4MM WHITE POLYVINYLCHLORIDE DEHP FREE CUFFLESS INTEGRATED CONNECTOR TRANSPARENT FLANGE TAPE TIE RECESS PROMOTE AIRFLOW FLEXIBLE MR CONDITIONAL NEONATAL LATEX FREE DISPOSABLE SHILEY | [10 empty] | X | X |  | X | X | X | X | X | X | X | X | X |  |  | X | X | X | PVC
| Tubes Tracheostomy/Laryngectomy | ICU Medical Inc | 60SN040 | TUBE TRACHEOSTOMY SIZE 4.0 L36MM OD6MM ID4MM WHITE SILICONE CUFFLESS STRAIGHT FLANGE HYDROPHOBIC HYPOALLERGENIC WIRE REINFORCED REPROCESSIBLE FLEXIBLE IMPROVED FIT INTEGRATED 15MM CONNECTOR MR CONDITIONAL TRACH TIE IMPROVED WEANING CE MARKED STERILE NEONATAL LATEX FREE PORTEX BIVONA | Silicone | EA | 1 | 51.12 | 51.13 | 54.06 | 57.35 | 59.48 | 11 | 5220.84 | 95 | Alternative | 84% | Medtronic Minimally Invasive | 40PEFP | TUBE TRACHEOSTOMY SIZE 4.0 L41MM OD6MM ID4MM WHITE POLYVINYLCHLORIDE DEHP FREE CUFFLESS INTEGRATED CONNECTOR TRANSPARENT FLANGE TAPE TIE RECESS PROMOTE AIRFLOW FLEXIBLE MR CONDITIONAL PEDIATRIC LATEX FREE DISPOSABLE SHILEY | [10 empty] | X | X |  | X | X | X | X | X | X | X | X | X |  |  | X | X | X | PVC
| Tubes Tracheostomy/Laryngectomy | ICU Medical Inc | 60SN040 | TUBE TRACHEOSTOMY SIZE 4.0 L36MM OD6MM ID4MM WHITE SILICONE CUFFLESS STRAIGHT FLANGE HYDROPHOBIC HYPOALLERGENIC WIRE REINFORCED REPROCESSIBLE FLEXIBLE IMPROVED FIT INTEGRATED 15MM CONNECTOR MR CONDITIONAL TRACH TIE IMPROVED WEANING CE MARKED STERILE NEONATAL LATEX FREE PORTEX BIVONA | Silicone | EA | 1 | 51.12 | 51.13 | 54.06 | 57.35 | 59.48 | 11 | 5220.84 | 95 | Alternative | 79% | Tracoe | 37340 | TUBE TRACHEOSTOMY SIZE 4.0 L41MM OD6MM ID4MM WHITE SILICONE DEHP FREE KINK RESISTANT EXTENDED LENGTH THERMALLY STABLE NECK STRAP RING OBTURATOR MR CONDITIONAL RADIOPAQUE VERY SOFT TUBE TIP STERILE PEDIATRIC LATEX FREE TRACOE Silcosoft | EA | 1 | 204 | 206 | 206 | 212 | 212 | 5 | 35780 | 174 | X | X |  | X | X |  | X | X | X | X | X | X | X | X | X | X |  | Silicone
| Tubes Tracheostomy/Laryngectomy | ICU Medical Inc | 60SN040 | TUBE TRACHEOSTOMY SIZE 4.0 L36MM OD6MM ID4MM WHITE SILICONE CUFFLESS STRAIGHT FLANGE HYDROPHOBIC HYPOALLERGENIC WIRE REINFORCED REPROCESSIBLE FLEXIBLE IMPROVED FIT INTEGRATED 15MM CONNECTOR MR CONDITIONAL TRACH TIE IMPROVED WEANING CE MARKED STERILE NEONATAL LATEX FREE PORTEX BIVONA | Silicone | EA | 1 | 51.12 | 51.13 | 54.06 | 57.35 | 59.48 | 11 | 5220.84 | 95 | Alternative | 79% | Tracoe | 37240 | TUBE TRACHEOSTOMY SIZE 4.0 L41MM OD6MM ID4MM WHITE SILICONE DEHP FREE WATER CUFF KINK RESISTANT THERMALLY STABLE NECK STRAP RING OBTURATOR MR CONDITIONAL RADIOPAQUE VERY SOFT TUBE TIP STERILE PEDIATRIC LATEX FREE TRACOE Silcosoft | EA | 1 | 183 | 183 | 183 | 194 | 194 | 2 | 6460 | 35 | X | X |  | X | X |  | X | X | X | X | X | X | X | X | X | X |  | Silicone
| Tubes Tracheostomy/Laryngectomy | ICU Medical Inc | 60SN040 | TUBE TRACHEOSTOMY SIZE 4.0 L36MM OD6MM ID4MM WHITE SILICONE CUFFLESS STRAIGHT FLANGE HYDROPHOBIC HYPOALLERGENIC WIRE REINFORCED REPROCESSIBLE FLEXIBLE IMPROVED FIT INTEGRATED 15MM CONNECTOR MR CONDITIONAL TRACH TIE IMPROVED WEANING CE MARKED STERILE NEONATAL LATEX FREE PORTEX BIVONA | Silicone | EA | 1 | 51.12 | 51.13 | 54.06 | 57.35 | 59.48 | 11 | 5220.84 | 95 | Alternative | 78% | Tracoe | 10104 | TUBE TRACHEOSTOMY SIZE 4.0 L50MM OD5.6MM ID4MM CLEAR POLYMER CUFFLESS NECK STRAP FLEXIBLE MR CONDITIONAL ADULT LATEX FREE TRACOE COMFORT | [10 empty] | X |  |  | X | X | X | X | X | X | X | X | X |  | X | X | X | X | Polymer
| Tubes Tracheostomy/Laryngectomy | ICU Medical Inc | 60SN040 | TUBE TRACHEOSTOMY SIZE 4.0 L36MM OD6MM ID4MM WHITE SILICONE CUFFLESS STRAIGHT FLANGE HYDROPHOBIC HYPOALLERGENIC WIRE REINFORCED REPROCESSIBLE FLEXIBLE IMPROVED FIT INTEGRATED 15MM CONNECTOR MR CONDITIONAL TRACH TIE IMPROVED WEANING CE MARKED STERILE NEONATAL LATEX FREE PORTEX BIVONA | Silicone | EA | 1 | 51.12 | 51.13 | 54.06 | 57.35 | 59.48 | 11 | 5220.84 | 95 | Alternative | 76% | SunMed LLC | 1739040 | TUBE TRACHEOSTOMY SIZE 4.0 L56.5MM OD5.33MM ID4MM POLYVINYLCHLORIDE CUFFLESS INTEGRAL 15MM CONNECTOR CUSHION NECK BAND NECK BAND RETAINER OBTURATOR RADIOPAQUE STRIP LOW PRESSURE MR CONDITIONAL STERILE ADULT LATEX FREE DISPOSABLE | [10 empty] | X |  |  | X | X | X | X | X | X | X | X | X |  | X | X | X |  | PVC
| Tubes Tracheostomy/Laryngectomy | ICU Medical Inc | 60SN040 | TUBE TRACHEOSTOMY SIZE 4.0 L36MM OD6MM ID4MM WHITE SILICONE CUFFLESS STRAIGHT FLANGE HYDROPHOBIC HYPOALLERGENIC WIRE REINFORCED REPROCESSIBLE FLEXIBLE IMPROVED FIT INTEGRATED 15MM CONNECTOR MR CONDITIONAL TRACH TIE IMPROVED WEANING CE MARKED STERILE NEONATAL LATEX FREE PORTEX BIVONA | Silicone | EA | 1 | 51.12 | 51.13 | 54.06 | 57.35 | 59.48 | 11 | 5220.84 | 95 | Alternative | 76% | SunMed LLC | 1739045 | TUBE TRACHEOSTOMY SIZE 4.5 L56.5MM OD6MM ID4.5MM POLYVINYLCHLORIDE CUFFLESS INTEGRAL 15MM CONNECTOR CUSHION NECK BAND NECK BAND RETAINER OBTURATOR RADIOPAQUE STRIP LOW PRESSURE MR CONDITIONAL STERILE ADULT LATEX FREE DISPOSABLE | [11 empty] | X |  | X | X | X | X | X | X | X | X | X |  | X | X | X |  | PVC
| Tubes Tracheostomy/Laryngectomy | ICU Medical Inc | 60SN040 | TUBE TRACHEOSTOMY SIZE 4.0 L36MM OD6MM ID4MM WHITE SILICONE CUFFLESS STRAIGHT FLANGE HYDROPHOBIC HYPOALLERGENIC WIRE REINFORCED REPROCESSIBLE FLEXIBLE IMPROVED FIT INTEGRATED 15MM CONNECTOR MR CONDITIONAL TRACH TIE IMPROVED WEANING CE MARKED STERILE NEONATAL LATEX FREE PORTEX BIVONA | Silicone | EA | 1 | 51.12 | 51.13 | 54.06 | 57.35 | 59.48 | 11 | 5220.84 | 95 | Alternative | 75% | Medtronic Minimally Invasive | 40PCF | TUBE TRACHEOSTOMY SIZE 4.0 L41MM OD6MM ID4MM WHITE POLYVINYLCHLORIDE DEHP FREE TAPERGUARD CUFF INTEGRATED CONNECTOR TRANSPARENT FLANGE TAPE TIE RECESS PROMOTE AIRFLOW FLEXIBLE MR CONDITIONAL PEDIATRIC LATEX FREE DISPOSABLE SHILEY | EA | 1 | 45.5 | 58.67 | 60.43 | 65 | 73.84 | 61 | 31732.5998 | 514 | X | X |  | X | X |  | X | X | X | X | X | X |  |  | X | X | X | PVC
| Tubes Tracheostomy/Laryngectomy | ICU Medical Inc | 60SN040 | TUBE TRACHEOSTOMY SIZE 4.0 L36MM OD6MM ID4MM WHITE SILICONE CUFFLESS STRAIGHT FLANGE HYDROPHOBIC HYPOALLERGENIC WIRE REINFORCED REPROCESSIBLE FLEXIBLE IMPROVED FIT INTEGRATED 15MM CONNECTOR MR CONDITIONAL TRACH TIE IMPROVED WEANING CE MARKED STERILE NEONATAL LATEX FREE PORTEX BIVONA | Silicone | EA | 1 | 51.12 | 51.13 | 54.06 | 57.35 | 59.48 | 11 | 5220.84 | 95 | Alternative | 75% | Medtronic Minimally Invasive | 45NEF | TUBE TRACHEOSTOMY SIZE 4.5 L36MM OD6.7MM ID4.5MM WHITE POLYVINYLCHLORIDE DEHP FREE CUFFLESS INTEGRATED CONNECTOR TRANSPARENT FLANGE TAPE TIE RECESS PROMOTE AIRFLOW FLEXIBLE MR CONDITIONAL NEONATAL LATEX FREE DISPOSABLE SHILEY | EA | 1 | 39.91 | 44.8 | 45.96 | 46.64 | 57.02 | 33 | 19207.36 | 410 |  |  | X | X | X | X | X | X | X | X | X | X |  |  | X | X | X | PVC
| Tubes Tracheostomy/Laryngectomy | ICU Medical Inc | 60SN040 | TUBE TRACHEOSTOMY SIZE 4.0 L36MM OD6MM ID4MM WHITE SILICONE CUFFLESS STRAIGHT FLANGE HYDROPHOBIC HYPOALLERGENIC WIRE REINFORCED REPROCESSIBLE FLEXIBLE IMPROVED FIT INTEGRATED 15MM CONNECTOR MR CONDITIONAL TRACH TIE IMPROVED WEANING CE MARKED STERILE NEONATAL LATEX FREE PORTEX BIVONA | Silicone | EA | 1 | 51.12 | 51.13 | 54.06 | 57.35 | 59.48 | 11 | 5220.84 | 95 | Alternative | 75% | Medtronic Minimally Invasive | 40NCF | TUBE TRACHEOSTOMY SIZE 4.0 L34MM OD6MM ID4MM WHITE POLYVINYLCHLORIDE DEHP FREE TAPERGUARD CUFF INTEGRATED CONNECTOR TRANSPARENT FLANGE TAPE TIE RECESS PROMOTE AIRFLOW FLEXIBLE MR CONDITIONAL NEONATAL LATEX FREE DISPOSABLE SHILEY | EA | 1 | 45.8967 | 58.67 | 58.67 | 65 | 69.03 | 5 | 1764.4401 | 28 | X | X |  | X | X |  | X | X | X | X | X | X |  |  | X | X | X | PVC
| Tubes Tracheostomy/Laryngectomy | ICU Medical Inc | 60SN040 | TUBE TRACHEOSTOMY SIZE 4.0 L36MM OD6MM ID4MM WHITE SILICONE CUFFLESS STRAIGHT FLANGE HYDROPHOBIC HYPOALLERGENIC WIRE REINFORCED REPROCESSIBLE FLEXIBLE IMPROVED FIT INTEGRATED 15MM CONNECTOR MR CONDITIONAL TRACH TIE IMPROVED WEANING CE MARKED STERILE NEONATAL LATEX FREE PORTEX BIVONA | Silicone | EA | 1 | 51.12 | 51.13 | 54.06 | 57.35 | 59.48 | 11 | 5220.84 | 95 | Alternative | 75% | Tracoe | 35540 | TUBE TRACHEOSTOMY SIZE 4.0 L44MM OD5.6MM ID4MM CUFFLESS OBTURATOR INTEGRATED 15MM CONNECTOR NECK STRAP FUNNEL SHAPED INNER DESIGN THIN WALL STERILE PEDIATRIC LATEX FREE TRACOE MINI | EA | 1 | 35.54 | 35.54 | 35.54 | 36 | 36 | 2 | 462.48 | 13 | X |  |  | X | X | X | X | X | X | X | X | X |  |  | X | X | X | Silicone
| Tubes Tracheostomy/Laryngectomy | ICU Medical Inc | 60SN040 | TUBE TRACHEOSTOMY SIZE 4.0 L36MM OD6MM ID4MM WHITE SILICONE CUFFLESS STRAIGHT FLANGE HYDROPHOBIC HYPOALLERGENIC WIRE REINFORCED REPROCESSIBLE FLEXIBLE IMPROVED FIT INTEGRATED 15MM CONNECTOR MR CONDITIONAL TRACH TIE IMPROVED WEANING CE MARKED STERILE NEONATAL LATEX FREE PORTEX BIVONA | Silicone | EA | 1 | 51.12 | 51.13 | 54.06 | 57.35 | 59.48 | 11 | 5220.84 | 95 | Alternative | 75% | Tracoe | 35530 | TUBE TRACHEOSTOMY SIZE 3.0 L36MM OD4.3MM ID3MM CUFFLESS OBTURATOR INTEGRATED 15MM CONNECTOR NECK STRAP FUNNEL SHAPED INNER DESIGN THIN WALL STERILE PEDIATRIC LATEX FREE TRACOE MINI | EA | 1 | 35.54 | 35.54 | 35.54 | 36 | 36 | 2 | 569.56 | 16 |  |  | X | X | X | X | X | X | X | X | X | X |  |  | X | X | X | Silicone
| Tubes Tracheostomy/Laryngectomy | ICU Medical Inc | 60SN040 | TUBE TRACHEOSTOMY SIZE 4.0 L36MM OD6MM ID4MM WHITE SILICONE CUFFLESS STRAIGHT FLANGE HYDROPHOBIC HYPOALLERGENIC WIRE REINFORCED REPROCESSIBLE FLEXIBLE IMPROVED FIT INTEGRATED 15MM CONNECTOR MR CONDITIONAL TRACH TIE IMPROVED WEANING CE MARKED STERILE NEONATAL LATEX FREE PORTEX BIVONA | Silicone | EA | 1 | 51.12 | 51.13 | 54.06 | 57.35 | 59.48 | 11 | 5220.84 | 95 | Alternative | 75% | Medtronic Minimally Invasive | 40PCF | TUBE TRACHEOSTOMY SIZE 4.0 L41MM OD6MM ID4MM WHITE POLYVINYLCHLORIDE DEHP FREE TAPERGUARD CUFF INTEGRATED CONNECTOR TRANSPARENT FLANGE TAPE TIE RECESS PROMOTE AIRFLOW FLEXIBLE MR CONDITIONAL PEDIATRIC LATEX FREE DISPOSABLE SHILEY | BX |  | 39.02 | 39.02 | 39.02 | 65 | 65 | 2 | 273.04 | 5 | X | X |  | X | X |  | X | X | X | X | X | X |  |  | X | X | X | PVC
| Tubes Tracheostomy/Laryngectomy | ICU Medical Inc | 60SN040 | TUBE TRACHEOSTOMY SIZE 4.0 L36MM OD6MM ID4MM WHITE SILICONE CUFFLESS STRAIGHT FLANGE HYDROPHOBIC HYPOALLERGENIC WIRE REINFORCED REPROCESSIBLE FLEXIBLE IMPROVED FIT INTEGRATED 15MM CONNECTOR MR CONDITIONAL TRACH TIE IMPROVED WEANING CE MARKED STERILE NEONATAL LATEX FREE PORTEX BIVONA | Silicone | EA | 1 | 51.12 | 51.13 | 54.06 | 57.35 | 59.48 | 11 | 5220.84 | 95 | Alternative | 75% | Medtronic Minimally Invasive | 40PCF | TUBE TRACHEOSTOMY SIZE 4.0 L41MM OD6MM ID4MM WHITE POLYVINYLCHLORIDE DEHP FREE TAPERGUARD CUFF INTEGRATED CONNECTOR TRANSPARENT FLANGE TAPE TIE RECESS PROMOTE AIRFLOW FLEXIBLE MR CONDITIONAL PEDIATRIC LATEX FREE DISPOSABLE SHILEY | PK |  | 69.1 | 69.1 | 69.1 | 69.1 | 69.1 | 1 | 276.4 | 4 | X | X |  | X | X |  | X | X | X | X | X | X |  |  | X | X | X | PVC
| Tubes Tracheostomy/Laryngectomy | ICU Medical Inc | 60SN040 | TUBE TRACHEOSTOMY SIZE 4.0 L36MM OD6MM ID4MM WHITE SILICONE CUFFLESS STRAIGHT FLANGE HYDROPHOBIC HYPOALLERGENIC WIRE REINFORCED REPROCESSIBLE FLEXIBLE IMPROVED FIT INTEGRATED 15MM CONNECTOR MR CONDITIONAL TRACH TIE IMPROVED WEANING CE MARKED STERILE NEONATAL LATEX FREE PORTEX BIVONA | Silicone | EA | 1 | 51.12 | 51.13 | 54.06 | 57.35 | 59.48 | 11 | 5220.84 | 95 | Alternative | 75% | Medtronic Minimally Invasive | 45NEF | TUBE TRACHEOSTOMY SIZE 4.5 L36MM OD6.7MM ID4.5MM WHITE POLYVINYLCHLORIDE DEHP FREE CUFFLESS INTEGRATED CONNECTOR TRANSPARENT FLANGE TAPE TIE RECESS PROMOTE AIRFLOW FLEXIBLE MR CONDITIONAL NEONATAL LATEX FREE DISPOSABLE SHILEY | BX |  | 27.08 | 27.08 | 27.08 | 27.08 | 27.08 | 1 | 54.16 | 2 |  |  | X | X | X | X | X | X | X | X | X | X |  |  | X | X | X | PVC
| Tubes Tracheostomy/Laryngectomy | ICU Medical Inc | 60SN040 | TUBE TRACHEOSTOMY SIZE 4.0 L36MM OD6MM ID4MM WHITE SILICONE CUFFLESS STRAIGHT FLANGE HYDROPHOBIC HYPOALLERGENIC WIRE REINFORCED REPROCESSIBLE FLEXIBLE IMPROVED FIT INTEGRATED 15MM CONNECTOR MR CONDITIONAL TRACH TIE IMPROVED WEANING CE MARKED STERILE NEONATAL LATEX FREE PORTEX BIVONA | Silicone | EA | 1 | 51.12 | 51.13 | 54.06 | 57.35 | 59.48 | 11 | 5220.84 | 95 | Alternative | 75% | Medtronic Minimally Invasive | 45NEFP | TUBE TRACHEOSTOMY SIZE 4.5 L36MM OD6.7MM ID4.5MM WHITE POLYVINYLCHLORIDE DEHP FREE CUFFLESS INTEGRATED CONNECTOR TRANSPARENT FLANGE TAPE TIE RECESS PROMOTE AIRFLOW FLEXIBLE MR CONDITIONAL NEONATAL LATEX FREE DISPOSABLE SHILEY | [12 empty] | X | X | X | X | X | X | X | X | X | X |  |  | X | X | X | PVC
| Tubes Tracheostomy/Laryngectomy | ICU Medical Inc | 60N025 | TUBE TRACHEOSTOMY SIZE 2.5 L30MM OD4MM ID2.5MM WHITE SILICONE CUFFLESS HYDROPHOBIC HYPOALLERGENIC WIRE REINFORCED REPROCESSIBLE FLEXIBLE IMPROVED FIT INTEGRATED 15MM CONNECTOR MR CONDITIONAL TRACH TIE IMPROVED WEANING CE MARKED STERILE NEONATAL LATEX FREE PORTEX BIVONA | Silicone | EA | 1 | 48.91 | 51.13 | 52.26 | 55.49 | 72.06 | 31 | 13707.72 | 259 | Alternative | 97% | Medtronic Minimally Invasive | 25NEF | TUBE TRACHEOSTOMY SIZE 2.5 L30MM OD4.2MM ID2.5MM WHITE POLYVINYLCHLORIDE DEHP FREE CUFFLESS INTEGRATED CONNECTOR TRANSPARENT FLANGE TAPE TIE RECESS PROMOTE AIRFLOW FLEXIBLE MR CONDITIONAL NEONATAL LATEX FREE DISPOSABLE SHILEY | EA | 1 | 31.35 | 31.85 | 45.5 | 45.95 | 50 | 7 | 1496.75 | 43 | X | X | X | X | X | X | X | X | X | X | X | X |  | X | X | X | X | PVC
| Tubes Tracheostomy/Laryngectomy | ICU Medical Inc | 60N025 | TUBE TRACHEOSTOMY SIZE 2.5 L30MM OD4MM ID2.5MM WHITE SILICONE CUFFLESS HYDROPHOBIC HYPOALLERGENIC WIRE REINFORCED REPROCESSIBLE FLEXIBLE IMPROVED FIT INTEGRATED 15MM CONNECTOR MR CONDITIONAL TRACH TIE IMPROVED WEANING CE MARKED STERILE NEONATAL LATEX FREE PORTEX BIVONA | Silicone | EA | 1 | 48.91 | 51.13 | 52.26 | 55.49 | 72.06 | 31 | 13707.72 | 259 | Alternative | 97% | Medtronic Minimally Invasive | 25NEF | TUBE TRACHEOSTOMY SIZE 2.5 L30MM OD4.2MM ID2.5MM WHITE POLYVINYLCHLORIDE DEHP FREE CUFFLESS INTEGRATED CONNECTOR TRANSPARENT FLANGE TAPE TIE RECESS PROMOTE AIRFLOW FLEXIBLE MR CONDITIONAL NEONATAL LATEX FREE DISPOSABLE SHILEY | BX |  | 47.0104 | 47.0104 | 47.0104 | 47.0104 | 47.0104 | 1 | 705.156 | 15 | X | X | X | X | X | X | X | X | X | X | X | X |  | X | X | X | X | PVC
| Tubes Tracheostomy/Laryngectomy | ICU Medical Inc | 60N025 | TUBE TRACHEOSTOMY SIZE 2.5 L30MM OD4MM ID2.5MM WHITE SILICONE CUFFLESS HYDROPHOBIC HYPOALLERGENIC WIRE REINFORCED REPROCESSIBLE FLEXIBLE IMPROVED FIT INTEGRATED 15MM CONNECTOR MR CONDITIONAL TRACH TIE IMPROVED WEANING CE MARKED STERILE NEONATAL LATEX FREE PORTEX BIVONA | Silicone | EA | 1 | 48.91 | 51.13 | 52.26 | 55.49 | 72.06 | 31 | 13707.72 | 259 | Alternative | 87% | Medtronic Minimally Invasive | 25NCF | TUBE TRACHEOSTOMY SIZE 2.5 L30MM OD4.2MM ID2.5MM WHITE POLYVINYLCHLORIDE DEHP FREE TAPERGUARD CUFF INTEGRATED CONNECTOR TRANSPARENT FLANGE TAPE TIE RECESS PROMOTE AIRFLOW FLEXIBLE MR CONDITIONAL NEONATAL LATEX FREE DISPOSABLE SHILEY | EA | 1 | 46.63 | 58.67 | 60.54 | 69.03 | 72.12 | 9 | 3639.6502 | 59 | X | X | X | X | X |  | X | X | X | X | X | X |  | X | X | X | X | PVC
| Tubes Tracheostomy/Laryngectomy | ICU Medical Inc | 60N025 | TUBE TRACHEOSTOMY SIZE 2.5 L30MM OD4MM ID2.5MM WHITE SILICONE CUFFLESS HYDROPHOBIC HYPOALLERGENIC WIRE REINFORCED REPROCESSIBLE FLEXIBLE IMPROVED FIT INTEGRATED 15MM CONNECTOR MR CONDITIONAL TRACH TIE IMPROVED WEANING CE MARKED STERILE NEONATAL LATEX FREE PORTEX BIVONA | Silicone | EA | 1 | 48.91 | 51.13 | 52.26 | 55.49 | 72.06 | 31 | 13707.72 | 259 | Alternative | 87% | Medtronic Minimally Invasive | 25PEF | TUBE TRACHEOSTOMY SIZE 2.5 L39MM OD4.2MM ID2.5MM WHITE POLYVINYLCHLORIDE DEHP FREE CUFFLESS INTEGRATED CONNECTOR TRANSPARENT FLANGE TAPE TIE RECESS PROMOTE AIRFLOW FLEXIBLE MR CONDITIONAL PEDIATRIC LATEX FREE DISPOSABLE SHILEY | EA | 1 | 39.91 | 44.8 | 45.5 | 46.43 | 46.43 | 7 | 1353.07 | 30 | X | X |  | X | X | X | X | X | X | X | X | X |  | X | X | X | X | PVC
| Tubes Tracheostomy/Laryngectomy | ICU Medical Inc | 60N025 | TUBE TRACHEOSTOMY SIZE 2.5 L30MM OD4MM ID2.5MM WHITE SILICONE CUFFLESS HYDROPHOBIC HYPOALLERGENIC WIRE REINFORCED REPROCESSIBLE FLEXIBLE IMPROVED FIT INTEGRATED 15MM CONNECTOR MR CONDITIONAL TRACH TIE IMPROVED WEANING CE MARKED STERILE NEONATAL LATEX FREE PORTEX BIVONA | Silicone | EA | 1 | 48.91 | 51.13 | 52.26 | 55.49 | 72.06 | 31 | 13707.72 | 259 | Alternative | 87% | Medtronic Minimally Invasive | 25NCF | TUBE TRACHEOSTOMY SIZE 2.5 L30MM OD4.2MM ID2.5MM WHITE POLYVINYLCHLORIDE DEHP FREE TAPERGUARD CUFF INTEGRATED CONNECTOR TRANSPARENT FLANGE TAPE TIE RECESS PROMOTE AIRFLOW FLEXIBLE MR CONDITIONAL NEONATAL LATEX FREE DISPOSABLE SHILEY | BX |  | 66.94 | 66.94 | 66.94 | 66.94 | 66.94 | 1 | 937.16 | 14 | X | X | X | X | X |  | X | X | X | X | X | X |  | X | X | X | X | PVC
| Tubes Tracheostomy/Laryngectomy | ICU Medical Inc | 60N025 | TUBE TRACHEOSTOMY SIZE 2.5 L30MM OD4MM ID2.5MM WHITE SILICONE CUFFLESS HYDROPHOBIC HYPOALLERGENIC WIRE REINFORCED REPROCESSIBLE FLEXIBLE IMPROVED FIT INTEGRATED 15MM CONNECTOR MR CONDITIONAL TRACH TIE IMPROVED WEANING CE MARKED STERILE NEONATAL LATEX FREE PORTEX BIVONA | Silicone | EA | 1 | 48.91 | 51.13 | 52.26 | 55.49 | 72.06 | 31 | 13707.72 | 259 | Alternative | 85% | Tracoe | 36025 | TUBE TRACHEOSTOMY SIZE 2.5 L30MM OD4.4MM ID2.5MM WHITE SILICONE DEHP FREE CUFFLESS KINK RESISTANT THERMALLY STABLE NECK STRAP RING OBTURATOR MR CONDITIONAL RADIOPAQUE VERY SOFT TUBE TIP STERILE NEONATAL LATEX FREE TRACOE Silcosoft | EA | 1 | 63 | 63 | 63 | 68 | 68 | 3 | 786 | 12 | X |  | X | X | X | X | X | X | X | X | X | X | X |  | X | X |  | Silicone
| Tubes Tracheostomy/Laryngectomy | ICU Medical Inc | 60N025 | TUBE TRACHEOSTOMY SIZE 2.5 L30MM OD4MM ID2.5MM WHITE SILICONE CUFFLESS HYDROPHOBIC HYPOALLERGENIC WIRE REINFORCED REPROCESSIBLE FLEXIBLE IMPROVED FIT INTEGRATED 15MM CONNECTOR MR CONDITIONAL TRACH TIE IMPROVED WEANING CE MARKED STERILE NEONATAL LATEX FREE PORTEX BIVONA | Silicone | EA | 1 | 48.91 | 51.13 | 52.26 | 55.49 | 72.06 | 31 | 13707.72 | 259 | Alternative | 85% | Tracoe | 36125 | TUBE TRACHEOSTOMY SIZE 2.5 L30MM OD4.4MM ID2.5MM WHITE SILICONE DEHP FREE CUFFLESS KINK RESISTANT EXTENDED LENGTH THERMALLY STABLE NECK STRAP RING OBTURATOR MR CONDITIONAL RADIOPAQUE VERY SOFT TUBE TIP STERILE NEONATAL LATEX FREE TRACOE Silcosoft | EA | 1 | 128.5 | 128.5 | 128.5 | 129 | 129 | 2 | 4500.5 | 35 | X |  | X | X | X | X | X | X | X | X | X | X | X |  | X | X |  | Silicone
| Tubes Tracheostomy/Laryngectomy | ICU Medical Inc | 60N025 | TUBE TRACHEOSTOMY SIZE 2.5 L30MM OD4MM ID2.5MM WHITE SILICONE CUFFLESS HYDROPHOBIC HYPOALLERGENIC WIRE REINFORCED REPROCESSIBLE FLEXIBLE IMPROVED FIT INTEGRATED 15MM CONNECTOR MR CONDITIONAL TRACH TIE IMPROVED WEANING CE MARKED STERILE NEONATAL LATEX FREE PORTEX BIVONA | Silicone | EA | 1 | 48.91 | 51.13 | 52.26 | 55.49 | 72.06 | 31 | 13707.72 | 259 | Alternative | 84% | Tracoe | 35025 | TUBE TRACHEOSTOMY SIZE 2.5 L30MM OD3.6MM ID2.5MM CUFFLESS OBTURATOR INTEGRATED 15MM CONNECTOR NECK STRAP FUNNEL SHAPED INNER DESIGN THIN WALL STERILE NEONATAL LATEX FREE TRACOE MINI | EA | 1 | 36 | 36 | 36 | 36 | 36 | 1 | 36 | 1 | X |  | X | X | X | X | X | X | X | X | X | X |  |  | X | X | X | Silicone
| Tubes Tracheostomy/Laryngectomy | ICU Medical Inc | 60N025 | TUBE TRACHEOSTOMY SIZE 2.5 L30MM OD4MM ID2.5MM WHITE SILICONE CUFFLESS HYDROPHOBIC HYPOALLERGENIC WIRE REINFORCED REPROCESSIBLE FLEXIBLE IMPROVED FIT INTEGRATED 15MM CONNECTOR MR CONDITIONAL TRACH TIE IMPROVED WEANING CE MARKED STERILE NEONATAL LATEX FREE PORTEX BIVONA | Silicone | EA | 1 | 48.91 | 51.13 | 52.26 | 55.49 | 72.06 | 31 | 13707.72 | 259 | Alternative | 78% | Medtronic Minimally Invasive | 30NEF | TUBE TRACHEOSTOMY SIZE 3.0 L30MM OD4.8MM ID3MM WHITE POLYVINYLCHLORIDE DEHP FREE CUFFLESS INTEGRATED CONNECTOR TRANSPARENT FLANGE TAPE TIE RECESS PROMOTE AIRFLOW FLEXIBLE MR CONDITIONAL NEONATAL LATEX FREE DISPOSABLE SHILEY | EA | 1 | 39.91 | 45.5 | 46.17 | 46.78 | 55.02 | 65 | 31106.13 | 673 |  |  | X | X | X | X | X | X | X | X | X | X |  | X | X | X | X | PVC
| Tubes Tracheostomy/Laryngectomy | ICU Medical Inc | 60N025 | TUBE TRACHEOSTOMY SIZE 2.5 L30MM OD4MM ID2.5MM WHITE SILICONE CUFFLESS HYDROPHOBIC HYPOALLERGENIC WIRE REINFORCED REPROCESSIBLE FLEXIBLE IMPROVED FIT INTEGRATED 15MM CONNECTOR MR CONDITIONAL TRACH TIE IMPROVED WEANING CE MARKED STERILE NEONATAL LATEX FREE PORTEX BIVONA | Silicone | EA | 1 | 48.91 | 51.13 | 52.26 | 55.49 | 72.06 | 31 | 13707.72 | 259 | Alternative | 78% | Medtronic Minimally Invasive | 25PCF | TUBE TRACHEOSTOMY SIZE 2.5 L39MM OD4.2MM ID2.5MM WHITE POLYVINYLCHLORIDE DEHP FREE TAPERGUARD CUFF INTEGRATED CONNECTOR TRANSPARENT FLANGE TAPE TIE RECESS PROMOTE AIRFLOW FLEXIBLE MR CONDITIONAL PEDIATRIC LATEX FREE DISPOSABLE SHILEY | EA | 1 | 45.2317 | 46.63 | 58.95 | 69.03 | 71.86 | 11 | 4681.9602 | 76 | X | X |  | X | X |  | X | X | X | X | X | X |  | X | X | X | X | PVC
| Tubes Tracheostomy/Laryngectomy | ICU Medical Inc | 60N025 | TUBE TRACHEOSTOMY SIZE 2.5 L30MM OD4MM ID2.5MM WHITE SILICONE CUFFLESS HYDROPHOBIC HYPOALLERGENIC WIRE REINFORCED REPROCESSIBLE FLEXIBLE IMPROVED FIT INTEGRATED 15MM CONNECTOR MR CONDITIONAL TRACH TIE IMPROVED WEANING CE MARKED STERILE NEONATAL LATEX FREE PORTEX BIVONA | Silicone | EA | 1 | 48.91 | 51.13 | 52.26 | 55.49 | 72.06 | 31 | 13707.72 | 259 | Alternative | 78% | Medtronic Minimally Invasive | 30NEF | TUBE TRACHEOSTOMY SIZE 3.0 L30MM OD4.8MM ID3MM WHITE POLYVINYLCHLORIDE DEHP FREE CUFFLESS INTEGRATED CONNECTOR TRANSPARENT FLANGE TAPE TIE RECESS PROMOTE AIRFLOW FLEXIBLE MR CONDITIONAL NEONATAL LATEX FREE DISPOSABLE SHILEY | BX |  | 45.5 | 45.5 | 45.84 | 46.43 | 53.09 | 5 | 696.35 | 15 |  |  | X | X | X | X | X | X | X | X | X | X |  | X | X | X | X | PVC
| Tubes Tracheostomy/Laryngectomy | ICU Medical Inc | 60N025 | TUBE TRACHEOSTOMY SIZE 2.5 L30MM OD4MM ID2.5MM WHITE SILICONE CUFFLESS HYDROPHOBIC HYPOALLERGENIC WIRE REINFORCED REPROCESSIBLE FLEXIBLE IMPROVED FIT INTEGRATED 15MM CONNECTOR MR CONDITIONAL TRACH TIE IMPROVED WEANING CE MARKED STERILE NEONATAL LATEX FREE PORTEX BIVONA | Silicone | EA | 1 | 48.91 | 51.13 | 52.26 | 55.49 | 72.06 | 31 | 13707.72 | 259 | Alternative | 78% | Medtronic Minimally Invasive | 30NEFP | TUBE TRACHEOSTOMY SIZE 3.0 L30MM OD4.8MM ID3MM WHITE POLYVINYLCHLORIDE DEHP FREE CUFFLESS INTEGRATED CONNECTOR TRANSPARENT FLANGE TAPE TIE RECESS PROMOTE AIRFLOW FLEXIBLE MR CONDITIONAL NEONATAL LATEX FREE DISPOSABLE SHILEY | [12 empty] | X | X | X | X | X | X | X | X | X | X |  | X | X | X | X | PVC
| Tubes Tracheostomy/Laryngectomy | ICU Medical Inc | 60N025 | TUBE TRACHEOSTOMY SIZE 2.5 L30MM OD4MM ID2.5MM WHITE SILICONE CUFFLESS HYDROPHOBIC HYPOALLERGENIC WIRE REINFORCED REPROCESSIBLE FLEXIBLE IMPROVED FIT INTEGRATED 15MM CONNECTOR MR CONDITIONAL TRACH TIE IMPROVED WEANING CE MARKED STERILE NEONATAL LATEX FREE PORTEX BIVONA | Silicone | EA | 1 | 48.91 | 51.13 | 52.26 | 55.49 | 72.06 | 31 | 13707.72 | 259 | Alternative | 76% | Tracoe | 36325 | TUBE TRACHEOSTOMY SIZE 2.5 L30MM OD4.4MM ID2.5MM WHITE SILICONE DEHP FREE KINK RESISTANT EXTENDED LENGTH THERMALLY STABLE NECK STRAP RING OBTURATOR MR CONDITIONAL RADIOPAQUE VERY SOFT TUBE TIP STERILE NEONATAL LATEX FREE TRACOE Silcosoft | EA | 1 | 204 | 204 | 204 | 206 | 206 | 2 | 3274 | 16 | X |  | X | X | X |  | X | X | X | X | X | X | X |  | X | X |  | Silicone
| Tubes Tracheostomy/Laryngectomy | ICU Medical Inc | 60N025 | TUBE TRACHEOSTOMY SIZE 2.5 L30MM OD4MM ID2.5MM WHITE SILICONE CUFFLESS HYDROPHOBIC HYPOALLERGENIC WIRE REINFORCED REPROCESSIBLE FLEXIBLE IMPROVED FIT INTEGRATED 15MM CONNECTOR MR CONDITIONAL TRACH TIE IMPROVED WEANING CE MARKED STERILE NEONATAL LATEX FREE PORTEX BIVONA | Silicone | EA | 1 | 48.91 | 51.13 | 52.26 | 55.49 | 72.06 | 31 | 13707.72 | 259 | Alternative | 76% | Tracoe | 36225 | TUBE TRACHEOSTOMY SIZE 2.5 L30MM OD4.4MM ID2.5MM WHITE SILICONE DEHP FREE WATER CUFF KINK RESISTANT THERMALLY STABLE NECK STRAP RING OBTURATOR MR CONDITIONAL RADIOPAQUE VERY SOFT TUBE TIP STERILE NEONATAL LATEX FREE TRACOE Silcosoft | EA | 1 | 68 | 68 | 68 | 68 | 68 | 1 | 408 | 6 | X |  | X | X | X |  | X | X | X | X | X | X | X |  | X | X |  | Silicone
| Tubes Tracheostomy/Laryngectomy | ICU Medical Inc | 60N025 | TUBE TRACHEOSTOMY SIZE 2.5 L30MM OD4MM ID2.5MM WHITE SILICONE CUFFLESS HYDROPHOBIC HYPOALLERGENIC WIRE REINFORCED REPROCESSIBLE FLEXIBLE IMPROVED FIT INTEGRATED 15MM CONNECTOR MR CONDITIONAL TRACH TIE IMPROVED WEANING CE MARKED STERILE NEONATAL LATEX FREE PORTEX BIVONA | Silicone | EA | 1 | 48.91 | 51.13 | 52.26 | 55.49 | 72.06 | 31 | 13707.72 | 259 | Alternative | 76% | Tracoe | 37125 | TUBE TRACHEOSTOMY SIZE 2.5 L38MM OD4.4MM ID2.5MM WHITE SILICONE DEHP FREE CUFFLESS KINK RESISTANT EXTENDED LENGTH THERMALLY STABLE NECK STRAP RING OBTURATOR MR CONDITIONAL RADIOPAQUE VERY SOFT TUBE TIP STERILE PEDIATRIC LATEX FREE TRACOE Silcosoft | EA | 1 | 91 | 91 | 91 | 91 | 91 | 1 | 546 | 6 | X |  |  | X | X | X | X | X | X | X | X | X | X |  | X | X |  | Silicone
| Tubes Tracheostomy/Laryngectomy | ICU Medical Inc | 60N025 | TUBE TRACHEOSTOMY SIZE 2.5 L30MM OD4MM ID2.5MM WHITE SILICONE CUFFLESS HYDROPHOBIC HYPOALLERGENIC WIRE REINFORCED REPROCESSIBLE FLEXIBLE IMPROVED FIT INTEGRATED 15MM CONNECTOR MR CONDITIONAL TRACH TIE IMPROVED WEANING CE MARKED STERILE NEONATAL LATEX FREE PORTEX BIVONA | Silicone | EA | 1 | 48.91 | 51.13 | 52.26 | 55.49 | 72.06 | 31 | 13707.72 | 259 | Alternative | 76% | Tracoe | 37025 | TUBE TRACHEOSTOMY SIZE 2.5 L38MM OD4.4MM ID2.5MM WHITE SILICONE DEHP FREE CUFFLESS KINK RESISTANT THERMALLY STABLE NECK STRAP RING OBTURATOR MR CONDITIONAL RADIOPAQUE VERY SOFT TUBE TIP STERILE PEDIATRIC LATEX FREE TRACOE Silcosoft | EA | 1 | 63 | 63 | 63 | 63 | 63 | 1 | 126 | 2 | X |  |  | X | X | X | X | X | X | X | X | X | X |  | X | X |  | Silicone
| Tubes Tracheostomy/Laryngectomy | ICU Medical Inc | 60N025 | TUBE TRACHEOSTOMY SIZE 2.5 L30MM OD4MM ID2.5MM WHITE SILICONE CUFFLESS HYDROPHOBIC HYPOALLERGENIC WIRE REINFORCED REPROCESSIBLE FLEXIBLE IMPROVED FIT INTEGRATED 15MM CONNECTOR MR CONDITIONAL TRACH TIE IMPROVED WEANING CE MARKED STERILE NEONATAL LATEX FREE PORTEX BIVONA | Silicone | EA | 1 | 48.91 | 51.13 | 52.26 | 55.49 | 72.06 | 31 | 13707.72 | 259 | Alternative | 75% | Tracoe | 35525 | TUBE TRACHEOSTOMY SIZE 2.5 L32MM OD3.6MM ID2.5MM CUFFLESS OBTURATOR INTEGRATED 15MM CONNECTOR NECK STRAP FUNNEL SHAPED INNER DESIGN THIN WALL STERILE PEDIATRIC LATEX FREE TRACOE MINI | EA | 1 | 35.54 | 35.54 | 35.54 | 36 | 36 | 2 | 215.08 | 6 | X |  |  | X | X | X | X | X | X | X | X | X |  |  | X | X | X | Silicone
| Tubes Tracheostomy/Laryngectomy | ICU Medical Inc | 60N030 | TUBE TRACHEOSTOMY SIZE 3.0 L32MM OD4.7MM ID3MM WHITE SILICONE CUFFLESS HYDROPHOBIC HYPOALLERGENIC WIRE REINFORCED REPROCESSIBLE FLEXIBLE IMPROVED FIT INTEGRATED 15MM CONNECTOR MR CONDITIONAL TRACH TIE IMPROVED WEANING CE MARKED STERILE NEONATAL LATEX FREE PORTEX BIVONA | Silicone | EA | 1 | 48.69 | 51.49 | 54.06 | 55.49 | 62.44 | 34 | 15593.97 | 295 | Alternative | 95% | Tracoe | 36130 | TUBE TRACHEOSTOMY SIZE 3.0 L32MM OD4.9MM ID3MM WHITE SILICONE DEHP FREE CUFFLESS KINK RESISTANT EXTENDED LENGTH THERMALLY STABLE NECK STRAP RING OBTURATOR MR CONDITIONAL RADIOPAQUE VERY SOFT TUBE TIP STERILE NEONATAL LATEX FREE TRACOE Silcosoft | EA | 1 | 128.5 | 128.5 | 129 | 133 | 133 | 3 | 6701 | 52 | X | X | X | X | X | X | X | X | X | X | X | X | X |  | X | X |  | Silicone
| Tubes Tracheostomy/Laryngectomy | ICU Medical Inc | 60N030 | TUBE TRACHEOSTOMY SIZE 3.0 L32MM OD4.7MM ID3MM WHITE SILICONE CUFFLESS HYDROPHOBIC HYPOALLERGENIC WIRE REINFORCED REPROCESSIBLE FLEXIBLE IMPROVED FIT INTEGRATED 15MM CONNECTOR MR CONDITIONAL TRACH TIE IMPROVED WEANING CE MARKED STERILE NEONATAL LATEX FREE PORTEX BIVONA | Silicone | EA | 1 | 48.69 | 51.49 | 54.06 | 55.49 | 62.44 | 34 | 15593.97 | 295 | Alternative | 95% | Tracoe | 36030 | TUBE TRACHEOSTOMY SIZE 3.0 L32MM OD4.9MM ID3MM WHITE SILICONE DEHP FREE CUFFLESS KINK RESISTANT THERMALLY STABLE NECK STRAP RING OBTURATOR MR CONDITIONAL RADIOPAQUE VERY SOFT TUBE TIP STERILE NEONATAL LATEX FREE TRACOE Silcosoft | EA | 1 | 63 | 63 | 63 | 63 | 63 | 1 | 1575 | 25 | X | X | X | X | X | X | X | X | X | X | X | X | X |  | X | X |  | Silicone
| Tubes Tracheostomy/Laryngectomy | ICU Medical Inc | 60N030 | TUBE TRACHEOSTOMY SIZE 3.0 L32MM OD4.7MM ID3MM WHITE SILICONE CUFFLESS HYDROPHOBIC HYPOALLERGENIC WIRE REINFORCED REPROCESSIBLE FLEXIBLE IMPROVED FIT INTEGRATED 15MM CONNECTOR MR CONDITIONAL TRACH TIE IMPROVED WEANING CE MARKED STERILE NEONATAL LATEX FREE PORTEX BIVONA | Silicone | EA | 1 | 48.69 | 51.49 | 54.06 | 55.49 | 62.44 | 34 | 15593.97 | 295 | Alternative | 87% | Medtronic Minimally Invasive | 30PEF | TUBE TRACHEOSTOMY SIZE 3.0 L39MM OD4.8MM ID3MM WHITE POLYVINYLCHLORIDE DEHP FREE CUFFLESS INTEGRATED CONNECTOR TRANSPARENT FLANGE TAPE TIE RECESS PROMOTE AIRFLOW FLEXIBLE MR CONDITIONAL PEDIATRIC LATEX FREE DISPOSABLE SHILEY | EA | 1 | 34.33 | 45.07 | 46.41 | 46.43 | 53.82 | 87 | 40945.4418 | 884 | X | X |  | X | X | X | X | X | X | X | X | X |  | X | X | X | X | PVC
| Tubes Tracheostomy/Laryngectomy | ICU Medical Inc | 60N030 | TUBE TRACHEOSTOMY SIZE 3.0 L32MM OD4.7MM ID3MM WHITE SILICONE CUFFLESS HYDROPHOBIC HYPOALLERGENIC WIRE REINFORCED REPROCESSIBLE FLEXIBLE IMPROVED FIT INTEGRATED 15MM CONNECTOR MR CONDITIONAL TRACH TIE IMPROVED WEANING CE MARKED STERILE NEONATAL LATEX FREE PORTEX BIVONA | Silicone | EA | 1 | 48.69 | 51.49 | 54.06 | 55.49 | 62.44 | 34 | 15593.97 | 295 | Alternative | 87% | Medtronic Minimally Invasive | 30NEF | TUBE TRACHEOSTOMY SIZE 3.0 L30MM OD4.8MM ID3MM WHITE POLYVINYLCHLORIDE DEHP FREE CUFFLESS INTEGRATED CONNECTOR TRANSPARENT FLANGE TAPE TIE RECESS PROMOTE AIRFLOW FLEXIBLE MR CONDITIONAL NEONATAL LATEX FREE DISPOSABLE SHILEY | EA | 1 | 39.91 | 45.5 | 46.17 | 46.78 | 55.02 | 65 | 31106.13 | 673 | X | X |  | X | X | X | X | X | X | X | X | X |  | X | X | X | X | PVC
| Tubes Tracheostomy/Laryngectomy | ICU Medical Inc | 60N030 | TUBE TRACHEOSTOMY SIZE 3.0 L32MM OD4.7MM ID3MM WHITE SILICONE CUFFLESS HYDROPHOBIC HYPOALLERGENIC WIRE REINFORCED REPROCESSIBLE FLEXIBLE IMPROVED FIT INTEGRATED 15MM CONNECTOR MR CONDITIONAL TRACH TIE IMPROVED WEANING CE MARKED STERILE NEONATAL LATEX FREE PORTEX BIVONA | Silicone | EA | 1 | 48.69 | 51.49 | 54.06 | 55.49 | 62.44 | 34 | 15593.97 | 295 | Alternative | 87% | Medtronic Minimally Invasive | 30NEF | TUBE TRACHEOSTOMY SIZE 3.0 L30MM OD4.8MM ID3MM WHITE POLYVINYLCHLORIDE DEHP FREE CUFFLESS INTEGRATED CONNECTOR TRANSPARENT FLANGE TAPE TIE RECESS PROMOTE AIRFLOW FLEXIBLE MR CONDITIONAL NEONATAL LATEX FREE DISPOSABLE SHILEY | BX |  | 45.5 | 45.5 | 45.84 | 46.43 | 53.09 | 5 | 696.35 | 15 | X | X |  | X | X | X | X | X | X | X | X | X |  | X | X | X | X | PVC
| Tubes Tracheostomy/Laryngectomy | ICU Medical Inc | 60N030 | TUBE TRACHEOSTOMY SIZE 3.0 L32MM OD4.7MM ID3MM WHITE SILICONE CUFFLESS HYDROPHOBIC HYPOALLERGENIC WIRE REINFORCED REPROCESSIBLE FLEXIBLE IMPROVED FIT INTEGRATED 15MM CONNECTOR MR CONDITIONAL TRACH TIE IMPROVED WEANING CE MARKED STERILE NEONATAL LATEX FREE PORTEX BIVONA | Silicone | EA | 1 | 48.69 | 51.49 | 54.06 | 55.49 | 62.44 | 34 | 15593.97 | 295 | Alternative | 87% | Medtronic Minimally Invasive | 30PEF | TUBE TRACHEOSTOMY SIZE 3.0 L39MM OD4.8MM ID3MM WHITE POLYVINYLCHLORIDE DEHP FREE CUFFLESS INTEGRATED CONNECTOR TRANSPARENT FLANGE TAPE TIE RECESS PROMOTE AIRFLOW FLEXIBLE MR CONDITIONAL PEDIATRIC LATEX FREE DISPOSABLE SHILEY | BX |  | 39.91 | 39.91 | 40.8 | 45.84 | 46.43 | 4 | 706.41 | 16 | X | X |  | X | X | X | X | X | X | X | X | X |  | X | X | X | X | PVC
| Tubes Tracheostomy/Laryngectomy | ICU Medical Inc | 60N030 | TUBE TRACHEOSTOMY SIZE 3.0 L32MM OD4.7MM ID3MM WHITE SILICONE CUFFLESS HYDROPHOBIC HYPOALLERGENIC WIRE REINFORCED REPROCESSIBLE FLEXIBLE IMPROVED FIT INTEGRATED 15MM CONNECTOR MR CONDITIONAL TRACH TIE IMPROVED WEANING CE MARKED STERILE NEONATAL LATEX FREE PORTEX BIVONA | Silicone | EA | 1 | 48.69 | 51.49 | 54.06 | 55.49 | 62.44 | 34 | 15593.97 | 295 | Alternative | 87% | Medtronic Minimally Invasive | 30PEF | TUBE TRACHEOSTOMY SIZE 3.0 L39MM OD4.8MM ID3MM WHITE POLYVINYLCHLORIDE DEHP FREE CUFFLESS INTEGRATED CONNECTOR TRANSPARENT FLANGE TAPE TIE RECESS PROMOTE AIRFLOW FLEXIBLE MR CONDITIONAL PEDIATRIC LATEX FREE DISPOSABLE SHILEY | PK |  | 46.43 | 46.43 | 46.43 | 46.43 | 46.43 | 1 | 46.43 | 1 | X | X |  | X | X | X | X | X | X | X | X | X |  | X | X | X | X | PVC
| Tubes Tracheostomy/Laryngectomy | ICU Medical Inc | 60N030 | TUBE TRACHEOSTOMY SIZE 3.0 L32MM OD4.7MM ID3MM WHITE SILICONE CUFFLESS HYDROPHOBIC HYPOALLERGENIC WIRE REINFORCED REPROCESSIBLE FLEXIBLE IMPROVED FIT INTEGRATED 15MM CONNECTOR MR CONDITIONAL TRACH TIE IMPROVED WEANING CE MARKED STERILE NEONATAL LATEX FREE PORTEX BIVONA | Silicone | EA | 1 | 48.69 | 51.49 | 54.06 | 55.49 | 62.44 | 34 | 15593.97 | 295 | Alternative | 87% | Medtronic Minimally Invasive | 30PEF | TUBE TRACHEOSTOMY SIZE 3.0 L39MM OD4.8MM ID3MM WHITE POLYVINYLCHLORIDE DEHP FREE CUFFLESS INTEGRATED CONNECTOR TRANSPARENT FLANGE TAPE TIE RECESS PROMOTE AIRFLOW FLEXIBLE MR CONDITIONAL PEDIATRIC LATEX FREE DISPOSABLE SHILEY | BG |  | 230.85 | 230.85 | 230.85 | 230.85 | 230.85 | 1 | 2308.5 | 10 | X | X |  | X | X | X | X | X | X | X | X | X |  | X | X | X | X | PVC
| Tubes Tracheostomy/Laryngectomy | ICU Medical Inc | 60N030 | TUBE TRACHEOSTOMY SIZE 3.0 L32MM OD4.7MM ID3MM WHITE SILICONE CUFFLESS HYDROPHOBIC HYPOALLERGENIC WIRE REINFORCED REPROCESSIBLE FLEXIBLE IMPROVED FIT INTEGRATED 15MM CONNECTOR MR CONDITIONAL TRACH TIE IMPROVED WEANING CE MARKED STERILE NEONATAL LATEX FREE PORTEX BIVONA | Silicone | EA | 1 | 48.69 | 51.49 | 54.06 | 55.49 | 62.44 | 34 | 15593.97 | 295 | Alternative | 87% | Medtronic Minimally Invasive | 30NEFP | TUBE TRACHEOSTOMY SIZE 3.0 L30MM OD4.8MM ID3MM WHITE POLYVINYLCHLORIDE DEHP FREE CUFFLESS INTEGRATED CONNECTOR TRANSPARENT FLANGE TAPE TIE RECESS PROMOTE AIRFLOW FLEXIBLE MR CONDITIONAL NEONATAL LATEX FREE DISPOSABLE SHILEY | [10 empty] | X | X |  | X | X | X | X | X | X | X | X | X |  | X | X | X | X | PVC
| Tubes Tracheostomy/Laryngectomy | ICU Medical Inc | 60N030 | TUBE TRACHEOSTOMY SIZE 3.0 L32MM OD4.7MM ID3MM WHITE SILICONE CUFFLESS HYDROPHOBIC HYPOALLERGENIC WIRE REINFORCED REPROCESSIBLE FLEXIBLE IMPROVED FIT INTEGRATED 15MM CONNECTOR MR CONDITIONAL TRACH TIE IMPROVED WEANING CE MARKED STERILE NEONATAL LATEX FREE PORTEX BIVONA | Silicone | EA | 1 | 48.69 | 51.49 | 54.06 | 55.49 | 62.44 | 34 | 15593.97 | 295 | Alternative | 87% | Medtronic Minimally Invasive | 30PEFP | TUBE TRACHEOSTOMY SIZE 3.0 L39MM OD4.8MM ID3MM WHITE POLYVINYLCHLORIDE DEHP FREE CUFFLESS INTEGRATED CONNECTOR TRANSPARENT FLANGE TAPE TIE RECESS PROMOTE AIRFLOW FLEXIBLE MR CONDITIONAL PEDIATRIC LATEX FREE DISPOSABLE SHILEY | [10 empty] | X | X |  | X | X | X | X | X | X | X | X | X |  | X | X | X | X | PVC
| Tubes Tracheostomy/Laryngectomy | ICU Medical Inc | 60N030 | TUBE TRACHEOSTOMY SIZE 3.0 L32MM OD4.7MM ID3MM WHITE SILICONE CUFFLESS HYDROPHOBIC HYPOALLERGENIC WIRE REINFORCED REPROCESSIBLE FLEXIBLE IMPROVED FIT INTEGRATED 15MM CONNECTOR MR CONDITIONAL TRACH TIE IMPROVED WEANING CE MARKED STERILE NEONATAL LATEX FREE PORTEX BIVONA | Silicone | EA | 1 | 48.69 | 51.49 | 54.06 | 55.49 | 62.44 | 34 | 15593.97 | 295 | Alternative | 85% | Tracoe | 36330 | TUBE TRACHEOSTOMY SIZE 3.0 L32MM OD4.9MM ID3MM WHITE SILICONE DEHP FREE KINK RESISTANT EXTENDED LENGTH THERMALLY STABLE NECK STRAP RING OBTURATOR MR CONDITIONAL RADIOPAQUE VERY SOFT TUBE TIP STERILE NEONATAL LATEX FREE TRACOE Silcosoft | EA | 1 | 204 | 204 | 206 | 206 | 206 | 3 | 23840 | 116 | X | X | X | X | X |  | X | X | X | X | X | X | X |  | X | X |  | Silicone
| Tubes Tracheostomy/Laryngectomy | ICU Medical Inc | 60N030 | TUBE TRACHEOSTOMY SIZE 3.0 L32MM OD4.7MM ID3MM WHITE SILICONE CUFFLESS HYDROPHOBIC HYPOALLERGENIC WIRE REINFORCED REPROCESSIBLE FLEXIBLE IMPROVED FIT INTEGRATED 15MM CONNECTOR MR CONDITIONAL TRACH TIE IMPROVED WEANING CE MARKED STERILE NEONATAL LATEX FREE PORTEX BIVONA | Silicone | EA | 1 | 48.69 | 51.49 | 54.06 | 55.49 | 62.44 | 34 | 15593.97 | 295 | Alternative | 85% | Tracoe | 37030 | TUBE TRACHEOSTOMY SIZE 3.0 L39MM OD4.9MM ID3MM WHITE SILICONE DEHP FREE CUFFLESS KINK RESISTANT THERMALLY STABLE NECK STRAP RING OBTURATOR MR CONDITIONAL RADIOPAQUE VERY SOFT TUBE TIP STERILE PEDIATRIC LATEX FREE TRACOE Silcosoft | EA | 1 | 63 | 63 | 63 | 63 | 63 | 2 | 1260 | 20 | X | X |  | X | X | X | X | X | X | X | X | X | X |  | X | X |  | Silicone
| Tubes Tracheostomy/Laryngectomy | ICU Medical Inc | 60N030 | TUBE TRACHEOSTOMY SIZE 3.0 L32MM OD4.7MM ID3MM WHITE SILICONE CUFFLESS HYDROPHOBIC HYPOALLERGENIC WIRE REINFORCED REPROCESSIBLE FLEXIBLE IMPROVED FIT INTEGRATED 15MM CONNECTOR MR CONDITIONAL TRACH TIE IMPROVED WEANING CE MARKED STERILE NEONATAL LATEX FREE PORTEX BIVONA | Silicone | EA | 1 | 48.69 | 51.49 | 54.06 | 55.49 | 62.44 | 34 | 15593.97 | 295 | Alternative | 85% | Tracoe | 37130 | TUBE TRACHEOSTOMY SIZE 3.0 L39MM OD4.9MM ID3MM WHITE SILICONE DEHP FREE CUFFLESS KINK RESISTANT EXTENDED LENGTH THERMALLY STABLE NECK STRAP RING OBTURATOR MR CONDITIONAL RADIOPAQUE VERY SOFT TUBE TIP STERILE PEDIATRIC LATEX FREE TRACOE Silcosoft | EA | 1 | 91 | 91 | 91 | 91 | 91 | 2 | 5642 | 62 | X | X |  | X | X | X | X | X | X | X | X | X | X |  | X | X |  | Silicone
| Tubes Tracheostomy/Laryngectomy | ICU Medical Inc | 60N030 | TUBE TRACHEOSTOMY SIZE 3.0 L32MM OD4.7MM ID3MM WHITE SILICONE CUFFLESS HYDROPHOBIC HYPOALLERGENIC WIRE REINFORCED REPROCESSIBLE FLEXIBLE IMPROVED FIT INTEGRATED 15MM CONNECTOR MR CONDITIONAL TRACH TIE IMPROVED WEANING CE MARKED STERILE NEONATAL LATEX FREE PORTEX BIVONA | Silicone | EA | 1 | 48.69 | 51.49 | 54.06 | 55.49 | 62.44 | 34 | 15593.97 | 295 | Alternative | 85% | Tracoe | 36230 | TUBE TRACHEOSTOMY SIZE 3.0 L32MM OD4.9MM ID3MM WHITE SILICONE DEHP FREE WATER CUFF KINK RESISTANT THERMALLY STABLE NECK STRAP RING OBTURATOR MR CONDITIONAL RADIOPAQUE VERY SOFT TUBE TIP STERILE NEONATAL LATEX FREE TRACOE Silcosoft | EA | 1 | 183.85 | 183.85 | 183.85 | 183.85 | 183.85 | 1 | 735.4 | 4 | X | X | X | X | X |  | X | X | X | X | X | X | X |  | X | X |  | Silicone
| Tubes Tracheostomy/Laryngectomy | ICU Medical Inc | 60N030 | TUBE TRACHEOSTOMY SIZE 3.0 L32MM OD4.7MM ID3MM WHITE SILICONE CUFFLESS HYDROPHOBIC HYPOALLERGENIC WIRE REINFORCED REPROCESSIBLE FLEXIBLE IMPROVED FIT INTEGRATED 15MM CONNECTOR MR CONDITIONAL TRACH TIE IMPROVED WEANING CE MARKED STERILE NEONATAL LATEX FREE PORTEX BIVONA | Silicone | EA | 1 | 48.69 | 51.49 | 54.06 | 55.49 | 62.44 | 34 | 15593.97 | 295 | Alternative | 84% | Tracoe | 35030 | TUBE TRACHEOSTOMY SIZE 3.0 L32MM OD4.3MM ID3MM CUFFLESS OBTURATOR INTEGRATED 15MM CONNECTOR NECK STRAP FUNNEL SHAPED INNER DESIGN THIN WALL STERILE NEONATAL LATEX FREE TRACOE MINI | EA | 1 | 35.54 | 35.54 | 35.54 | 36 | 36 | 2 | 71.54 | 2 | X |  | X | X | X | X | X | X | X | X | X | X |  |  | X | X | X | Silicone
| Tubes Tracheostomy/Laryngectomy | ICU Medical Inc | 60N030 | TUBE TRACHEOSTOMY SIZE 3.0 L32MM OD4.7MM ID3MM WHITE SILICONE CUFFLESS HYDROPHOBIC HYPOALLERGENIC WIRE REINFORCED REPROCESSIBLE FLEXIBLE IMPROVED FIT INTEGRATED 15MM CONNECTOR MR CONDITIONAL TRACH TIE IMPROVED WEANING CE MARKED STERILE NEONATAL LATEX FREE PORTEX BIVONA | Silicone | EA | 1 | 48.69 | 51.49 | 54.06 | 55.49 | 62.44 | 34 | 15593.97 | 295 | Alternative | 78% | Medtronic Minimally Invasive | 35NEF | TUBE TRACHEOSTOMY SIZE 3.5 L32MM OD5.4MM ID3.5MM WHITE POLYVINYLCHLORIDE DEHP FREE CUFFLESS INTEGRATED CONNECTOR TRANSPARENT FLANGE TAPE TIE RECESS PROMOTE AIRFLOW FLEXIBLE MR CONDITIONAL NEONATAL LATEX FREE DISPOSABLE SHILEY | EA | 1 | 35.66 | 44.8 | 45.89 | 46.64 | 55.02 | 76 | 32874.8879 | 713 |  |  | X | X | X | X | X | X | X | X | X | X |  | X | X | X | X | PVC
| Tubes Tracheostomy/Laryngectomy | ICU Medical Inc | 60N030 | TUBE TRACHEOSTOMY SIZE 3.0 L32MM OD4.7MM ID3MM WHITE SILICONE CUFFLESS HYDROPHOBIC HYPOALLERGENIC WIRE REINFORCED REPROCESSIBLE FLEXIBLE IMPROVED FIT INTEGRATED 15MM CONNECTOR MR CONDITIONAL TRACH TIE IMPROVED WEANING CE MARKED STERILE NEONATAL LATEX FREE PORTEX BIVONA | Silicone | EA | 1 | 48.69 | 51.49 | 54.06 | 55.49 | 62.44 | 34 | 15593.97 | 295 | Alternative | 78% | Medtronic Minimally Invasive | 30PCF | TUBE TRACHEOSTOMY SIZE 3.0 L39MM OD4.8MM ID3MM WHITE POLYVINYLCHLORIDE DEHP FREE TAPERGUARD CUFF INTEGRATED CONNECTOR TRANSPARENT FLANGE TAPE TIE RECESS PROMOTE AIRFLOW FLEXIBLE MR CONDITIONAL PEDIATRIC LATEX FREE DISPOSABLE SHILEY | EA | 1 | 46.63 | 60.87 | 64.99 | 66.95 | 73.84 | 24 | 14296.37 | 223 | X | X |  | X | X |  | X | X | X | X | X | X |  | X | X | X | X | PVC
| Tubes Tracheostomy/Laryngectomy | ICU Medical Inc | 60N030 | TUBE TRACHEOSTOMY SIZE 3.0 L32MM OD4.7MM ID3MM WHITE SILICONE CUFFLESS HYDROPHOBIC HYPOALLERGENIC WIRE REINFORCED REPROCESSIBLE FLEXIBLE IMPROVED FIT INTEGRATED 15MM CONNECTOR MR CONDITIONAL TRACH TIE IMPROVED WEANING CE MARKED STERILE NEONATAL LATEX FREE PORTEX BIVONA | Silicone | EA | 1 | 48.69 | 51.49 | 54.06 | 55.49 | 62.44 | 34 | 15593.97 | 295 | Alternative | 78% | Medtronic Minimally Invasive | 30NCF | TUBE TRACHEOSTOMY SIZE 3.0 L30MM OD4.8MM ID3MM WHITE POLYVINYLCHLORIDE DEHP FREE TAPERGUARD CUFF INTEGRATED CONNECTOR TRANSPARENT FLANGE TAPE TIE RECESS PROMOTE AIRFLOW FLEXIBLE MR CONDITIONAL NEONATAL LATEX FREE DISPOSABLE SHILEY | EA | 1 | 45.8967 | 58.67 | 60.54 | 65 | 70.32 | 20 | 11741.6701 | 183 | X | X |  | X | X |  | X | X | X | X | X | X |  | X | X | X | X | PVC
| Tubes Tracheostomy/Laryngectomy | ICU Medical Inc | 60N030 | TUBE TRACHEOSTOMY SIZE 3.0 L32MM OD4.7MM ID3MM WHITE SILICONE CUFFLESS HYDROPHOBIC HYPOALLERGENIC WIRE REINFORCED REPROCESSIBLE FLEXIBLE IMPROVED FIT INTEGRATED 15MM CONNECTOR MR CONDITIONAL TRACH TIE IMPROVED WEANING CE MARKED STERILE NEONATAL LATEX FREE PORTEX BIVONA | Silicone | EA | 1 | 48.69 | 51.49 | 54.06 | 55.49 | 62.44 | 34 | 15593.97 | 295 | Alternative | 78% | Medtronic Minimally Invasive | 35NEF | TUBE TRACHEOSTOMY SIZE 3.5 L32MM OD5.4MM ID3.5MM WHITE POLYVINYLCHLORIDE DEHP FREE CUFFLESS INTEGRATED CONNECTOR TRANSPARENT FLANGE TAPE TIE RECESS PROMOTE AIRFLOW FLEXIBLE MR CONDITIONAL NEONATAL LATEX FREE DISPOSABLE SHILEY | BX |  | 45.84 | 45.84 | 46.43 | 46.43 | 46.43 | 3 | 647.66 | 14 |  |  | X | X | X | X | X | X | X | X | X | X |  | X | X | X | X | PVC
| Tubes Tracheostomy/Laryngectomy | ICU Medical Inc | 60N030 | TUBE TRACHEOSTOMY SIZE 3.0 L32MM OD4.7MM ID3MM WHITE SILICONE CUFFLESS HYDROPHOBIC HYPOALLERGENIC WIRE REINFORCED REPROCESSIBLE FLEXIBLE IMPROVED FIT INTEGRATED 15MM CONNECTOR MR CONDITIONAL TRACH TIE IMPROVED WEANING CE MARKED STERILE NEONATAL LATEX FREE PORTEX BIVONA | Silicone | EA | 1 | 48.69 | 51.49 | 54.06 | 55.49 | 62.44 | 34 | 15593.97 | 295 | Alternative | 78% | Medtronic Minimally Invasive | 35NEFP | TUBE TRACHEOSTOMY SIZE 3.5 L32MM OD5.4MM ID3.5MM WHITE POLYVINYLCHLORIDE DEHP FREE CUFFLESS INTEGRATED CONNECTOR TRANSPARENT FLANGE TAPE TIE RECESS PROMOTE AIRFLOW FLEXIBLE MR CONDITIONAL NEONATAL LATEX FREE DISPOSABLE SHILEY | [12 empty] | X | X | X | X | X | X | X | X | X | X |  | X | X | X | X | PVC
| Tubes Tracheostomy/Laryngectomy | ICU Medical Inc | 60N030 | TUBE TRACHEOSTOMY SIZE 3.0 L32MM OD4.7MM ID3MM WHITE SILICONE CUFFLESS HYDROPHOBIC HYPOALLERGENIC WIRE REINFORCED REPROCESSIBLE FLEXIBLE IMPROVED FIT INTEGRATED 15MM CONNECTOR MR CONDITIONAL TRACH TIE IMPROVED WEANING CE MARKED STERILE NEONATAL LATEX FREE PORTEX BIVONA | Silicone | EA | 1 | 48.69 | 51.49 | 54.06 | 55.49 | 62.44 | 34 | 15593.97 | 295 | Alternative | 76% | Tracoe | 37330 | TUBE TRACHEOSTOMY SIZE 3.0 L39MM OD4.9MM ID3MM WHITE SILICONE DEHP FREE KINK RESISTANT EXTENDED LENGTH THERMALLY STABLE NECK STRAP RING OBTURATOR MR CONDITIONAL RADIOPAQUE VERY SOFT TUBE TIP STERILE PEDIATRIC LATEX FREE TRACOE Silcosoft | EA | 1 | 204 | 204 | 206 | 212 | 212 | 3 | 10448 | 51 | X | X |  | X | X |  | X | X | X | X | X | X | X |  | X | X |  | Silicone
| Tubes Tracheostomy/Laryngectomy | ICU Medical Inc | 60N030 | TUBE TRACHEOSTOMY SIZE 3.0 L32MM OD4.7MM ID3MM WHITE SILICONE CUFFLESS HYDROPHOBIC HYPOALLERGENIC WIRE REINFORCED REPROCESSIBLE FLEXIBLE IMPROVED FIT INTEGRATED 15MM CONNECTOR MR CONDITIONAL TRACH TIE IMPROVED WEANING CE MARKED STERILE NEONATAL LATEX FREE PORTEX BIVONA | Silicone | EA | 1 | 48.69 | 51.49 | 54.06 | 55.49 | 62.44 | 34 | 15593.97 | 295 | Alternative | 76% | Tracoe | 37230 | TUBE TRACHEOSTOMY SIZE 3.0 L39MM OD4.9MM ID3MM WHITE SILICONE DEHP FREE WATER CUFF KINK RESISTANT THERMALLY STABLE NECK STRAP RING OBTURATOR MR CONDITIONAL RADIOPAQUE VERY SOFT TUBE TIP STERILE PEDIATRIC LATEX FREE TRACOE Silcosoft | EA | 1 | 194 | 194 | 194 | 194 | 194 | 1 | 970 | 5 | X | X |  | X | X |  | X | X | X | X | X | X | X |  | X | X |  | Silicone
| Tubes Tracheostomy/Laryngectomy | ICU Medical Inc | 60N030 | TUBE TRACHEOSTOMY SIZE 3.0 L32MM OD4.7MM ID3MM WHITE SILICONE CUFFLESS HYDROPHOBIC HYPOALLERGENIC WIRE REINFORCED REPROCESSIBLE FLEXIBLE IMPROVED FIT INTEGRATED 15MM CONNECTOR MR CONDITIONAL TRACH TIE IMPROVED WEANING CE MARKED STERILE NEONATAL LATEX FREE PORTEX BIVONA | Silicone | EA | 1 | 48.69 | 51.49 | 54.06 | 55.49 | 62.44 | 34 | 15593.97 | 295 | Alternative | 75% | Tracoe | 35530 | TUBE TRACHEOSTOMY SIZE 3.0 L36MM OD4.3MM ID3MM CUFFLESS OBTURATOR INTEGRATED 15MM CONNECTOR NECK STRAP FUNNEL SHAPED INNER DESIGN THIN WALL STERILE PEDIATRIC LATEX FREE TRACOE MINI | EA | 1 | 35.54 | 35.54 | 35.54 | 36 | 36 | 2 | 569.56 | 16 | X |  |  | X | X | X | X | X | X | X | X | X |  |  | X | X | X | Silicone
| Tubes Tracheostomy/Laryngectomy | ICU Medical Inc | 60N030 | TUBE TRACHEOSTOMY SIZE 3.0 L32MM OD4.7MM ID3MM WHITE SILICONE CUFFLESS HYDROPHOBIC HYPOALLERGENIC WIRE REINFORCED REPROCESSIBLE FLEXIBLE IMPROVED FIT INTEGRATED 15MM CONNECTOR MR CONDITIONAL TRACH TIE IMPROVED WEANING CE MARKED STERILE NEONATAL LATEX FREE PORTEX BIVONA | Silicone | EA | 1 | 48.69 | 51.49 | 54.06 | 55.49 | 62.44 | 34 | 15593.97 | 295 | Alternative | 75% | Tracoe | 35525 | TUBE TRACHEOSTOMY SIZE 2.5 L32MM OD3.6MM ID2.5MM CUFFLESS OBTURATOR INTEGRATED 15MM CONNECTOR NECK STRAP FUNNEL SHAPED INNER DESIGN THIN WALL STERILE PEDIATRIC LATEX FREE TRACOE MINI | EA | 1 | 35.54 | 35.54 | 35.54 | 36 | 36 | 2 | 215.08 | 6 |  |  | X | X | X | X | X | X | X | X | X | X |  |  | X | X | X | Silicone
| Tubes Tracheostomy/Laryngectomy | ICU Medical Inc | 60N030 | TUBE TRACHEOSTOMY SIZE 3.0 L32MM OD4.7MM ID3MM WHITE SILICONE CUFFLESS HYDROPHOBIC HYPOALLERGENIC WIRE REINFORCED REPROCESSIBLE FLEXIBLE IMPROVED FIT INTEGRATED 15MM CONNECTOR MR CONDITIONAL TRACH TIE IMPROVED WEANING CE MARKED STERILE NEONATAL LATEX FREE PORTEX BIVONA | Silicone | EA | 1 | 48.69 | 51.49 | 54.06 | 55.49 | 62.44 | 34 | 15593.97 | 295 | Alternative | 75% | Tracoe | 10103 | TUBE TRACHEOSTOMY SIZE 3.0 L42MM OD4.8MM ID3.5MM CLEAR POLYMER CUFFLESS NECK STRAP FLEXIBLE MR CONDITIONAL ADULT LATEX FREE TRACOE COMFORT | [11 empty] | X |  | X | X | X | X | X | X | X | X | X |  |  | X | X | X | Polymer
| Tubes Tracheostomy/Laryngectomy | ICU Medical Inc | 60N035 | TUBE TRACHEOSTOMY SIZE 3.5 L34MM OD5.3MM ID3.5MM WHITE SILICONE CUFFLESS HYDROPHOBIC HYPOALLERGENIC WIRE REINFORCED REPROCESSIBLE FLEXIBLE IMPROVED FIT INTEGRATED 15MM CONNECTOR MR CONDITIONAL TRACH TIE IMPROVED WEANING CE MARKED STERILE NEONATAL LATEX FREE PORTEX BIVONA | Silicone | EA | 1 | 48.69 | 51.13 | 52.71 | 54.07 | 60.24 | 34 | 18677.8 | 359 | Alternative | 95% | Tracoe | 36135 | TUBE TRACHEOSTOMY SIZE 3.5 L34MM OD5.4MM ID3.5MM WHITE SILICONE DEHP FREE CUFFLESS KINK RESISTANT EXTENDED LENGTH THERMALLY STABLE NECK STRAP RING OBTURATOR MR CONDITIONAL RADIOPAQUE VERY SOFT TUBE TIP STERILE NEONATAL LATEX FREE TRACOE Silcosoft | EA | 1 | 127.25 | 127.25 | 128.5 | 129 | 133 | 4 | 6946 | 54 | X | X | X | X | X | X | X | X | X | X | X | X | X |  | X | X |  | Silicone
| Tubes Tracheostomy/Laryngectomy | ICU Medical Inc | 60N035 | TUBE TRACHEOSTOMY SIZE 3.5 L34MM OD5.3MM ID3.5MM WHITE SILICONE CUFFLESS HYDROPHOBIC HYPOALLERGENIC WIRE REINFORCED REPROCESSIBLE FLEXIBLE IMPROVED FIT INTEGRATED 15MM CONNECTOR MR CONDITIONAL TRACH TIE IMPROVED WEANING CE MARKED STERILE NEONATAL LATEX FREE PORTEX BIVONA | Silicone | EA | 1 | 48.69 | 51.13 | 52.71 | 54.07 | 60.24 | 34 | 18677.8 | 359 | Alternative | 95% | Tracoe | 36035 | TUBE TRACHEOSTOMY SIZE 3.5 L34MM OD5.4MM ID3.5MM WHITE SILICONE DEHP FREE CUFFLESS KINK RESISTANT THERMALLY STABLE NECK STRAP RING OBTURATOR MR CONDITIONAL RADIOPAQUE VERY SOFT TUBE TIP STERILE NEONATAL LATEX FREE TRACOE Silcosoft | EA | 1 | 63 | 63 | 63 | 68 | 68 | 3 | 1653 | 26 | X | X | X | X | X | X | X | X | X | X | X | X | X |  | X | X |  | Silicone
| Tubes Tracheostomy/Laryngectomy | ICU Medical Inc | 60N035 | TUBE TRACHEOSTOMY SIZE 3.5 L34MM OD5.3MM ID3.5MM WHITE SILICONE CUFFLESS HYDROPHOBIC HYPOALLERGENIC WIRE REINFORCED REPROCESSIBLE FLEXIBLE IMPROVED FIT INTEGRATED 15MM CONNECTOR MR CONDITIONAL TRACH TIE IMPROVED WEANING CE MARKED STERILE NEONATAL LATEX FREE PORTEX BIVONA | Silicone | EA | 1 | 48.69 | 51.13 | 52.71 | 54.07 | 60.24 | 34 | 18677.8 | 359 | Alternative | 87% | Medtronic Minimally Invasive | 35PEF | TUBE TRACHEOSTOMY SIZE 3.5 L40MM OD5.4MM ID3.5MM WHITE POLYVINYLCHLORIDE DEHP FREE CUFFLESS INTEGRATED CONNECTOR TRANSPARENT FLANGE TAPE TIE RECESS PROMOTE AIRFLOW FLEXIBLE MR CONDITIONAL PEDIATRIC LATEX FREE DISPOSABLE SHILEY | EA | 1 | 39.91 | 45.5 | 45.96 | 46.43 | 55.2 | 101 | 60357.95 | 1307 | X | X |  | X | X | X | X | X | X | X | X | X |  | X | X | X | X | PVC
| Tubes Tracheostomy/Laryngectomy | ICU Medical Inc | 60N035 | TUBE TRACHEOSTOMY SIZE 3.5 L34MM OD5.3MM ID3.5MM WHITE SILICONE CUFFLESS HYDROPHOBIC HYPOALLERGENIC WIRE REINFORCED REPROCESSIBLE FLEXIBLE IMPROVED FIT INTEGRATED 15MM CONNECTOR MR CONDITIONAL TRACH TIE IMPROVED WEANING CE MARKED STERILE NEONATAL LATEX FREE PORTEX BIVONA | Silicone | EA | 1 | 48.69 | 51.13 | 52.71 | 54.07 | 60.24 | 34 | 18677.8 | 359 | Alternative | 87% | Medtronic Minimally Invasive | 35NEF | TUBE TRACHEOSTOMY SIZE 3.5 L32MM OD5.4MM ID3.5MM WHITE POLYVINYLCHLORIDE DEHP FREE CUFFLESS INTEGRATED CONNECTOR TRANSPARENT FLANGE TAPE TIE RECESS PROMOTE AIRFLOW FLEXIBLE MR CONDITIONAL NEONATAL LATEX FREE DISPOSABLE SHILEY | EA | 1 | 35.66 | 44.8 | 45.89 | 46.64 | 55.02 | 76 | 32874.8879 | 713 | X | X |  | X | X | X | X | X | X | X | X | X |  | X | X | X | X | PVC
| Tubes Tracheostomy/Laryngectomy | ICU Medical Inc | 60N035 | TUBE TRACHEOSTOMY SIZE 3.5 L34MM OD5.3MM ID3.5MM WHITE SILICONE CUFFLESS HYDROPHOBIC HYPOALLERGENIC WIRE REINFORCED REPROCESSIBLE FLEXIBLE IMPROVED FIT INTEGRATED 15MM CONNECTOR MR CONDITIONAL TRACH TIE IMPROVED WEANING CE MARKED STERILE NEONATAL LATEX FREE PORTEX BIVONA | Silicone | EA | 1 | 48.69 | 51.13 | 52.71 | 54.07 | 60.24 | 34 | 18677.8 | 359 | Alternative | 87% | Medtronic Minimally Invasive | 35PEF | TUBE TRACHEOSTOMY SIZE 3.5 L40MM OD5.4MM ID3.5MM WHITE POLYVINYLCHLORIDE DEHP FREE CUFFLESS INTEGRATED CONNECTOR TRANSPARENT FLANGE TAPE TIE RECESS PROMOTE AIRFLOW FLEXIBLE MR CONDITIONAL PEDIATRIC LATEX FREE DISPOSABLE SHILEY | BX |  | 29.07 | 29.07 | 45.04 | 45.04 | 46.64 | 8 | 1884.2 | 50 | X | X |  | X | X | X | X | X | X | X | X | X |  | X | X | X | X | PVC
| Tubes Tracheostomy/Laryngectomy | ICU Medical Inc | 60N035 | TUBE TRACHEOSTOMY SIZE 3.5 L34MM OD5.3MM ID3.5MM WHITE SILICONE CUFFLESS HYDROPHOBIC HYPOALLERGENIC WIRE REINFORCED REPROCESSIBLE FLEXIBLE IMPROVED FIT INTEGRATED 15MM CONNECTOR MR CONDITIONAL TRACH TIE IMPROVED WEANING CE MARKED STERILE NEONATAL LATEX FREE PORTEX BIVONA | Silicone | EA | 1 | 48.69 | 51.13 | 52.71 | 54.07 | 60.24 | 34 | 18677.8 | 359 | Alternative | 87% | Medtronic Minimally Invasive | 35NEF | TUBE TRACHEOSTOMY SIZE 3.5 L32MM OD5.4MM ID3.5MM WHITE POLYVINYLCHLORIDE DEHP FREE CUFFLESS INTEGRATED CONNECTOR TRANSPARENT FLANGE TAPE TIE RECESS PROMOTE AIRFLOW FLEXIBLE MR CONDITIONAL NEONATAL LATEX FREE DISPOSABLE SHILEY | BX |  | 45.84 | 45.84 | 46.43 | 46.43 | 46.43 | 3 | 647.66 | 14 | X | X |  | X | X | X | X | X | X | X | X | X |  | X | X | X | X | PVC
| Tubes Tracheostomy/Laryngectomy | ICU Medical Inc | 60N035 | TUBE TRACHEOSTOMY SIZE 3.5 L34MM OD5.3MM ID3.5MM WHITE SILICONE CUFFLESS HYDROPHOBIC HYPOALLERGENIC WIRE REINFORCED REPROCESSIBLE FLEXIBLE IMPROVED FIT INTEGRATED 15MM CONNECTOR MR CONDITIONAL TRACH TIE IMPROVED WEANING CE MARKED STERILE NEONATAL LATEX FREE PORTEX BIVONA | Silicone | EA | 1 | 48.69 | 51.13 | 52.71 | 54.07 | 60.24 | 34 | 18677.8 | 359 | Alternative | 87% | Medtronic Minimally Invasive | 35PEF | TUBE TRACHEOSTOMY SIZE 3.5 L40MM OD5.4MM ID3.5MM WHITE POLYVINYLCHLORIDE DEHP FREE CUFFLESS INTEGRATED CONNECTOR TRANSPARENT FLANGE TAPE TIE RECESS PROMOTE AIRFLOW FLEXIBLE MR CONDITIONAL PEDIATRIC LATEX FREE DISPOSABLE SHILEY | CS |  | 31.85 | 31.85 | 31.85 | 31.85 | 31.85 | 1 | 445.9 | 14 | X | X |  | X | X | X | X | X | X | X | X | X |  | X | X | X | X | PVC
| Tubes Tracheostomy/Laryngectomy | ICU Medical Inc | 60N035 | TUBE TRACHEOSTOMY SIZE 3.5 L34MM OD5.3MM ID3.5MM WHITE SILICONE CUFFLESS HYDROPHOBIC HYPOALLERGENIC WIRE REINFORCED REPROCESSIBLE FLEXIBLE IMPROVED FIT INTEGRATED 15MM CONNECTOR MR CONDITIONAL TRACH TIE IMPROVED WEANING CE MARKED STERILE NEONATAL LATEX FREE PORTEX BIVONA | Silicone | EA | 1 | 48.69 | 51.13 | 52.71 | 54.07 | 60.24 | 34 | 18677.8 | 359 | Alternative | 87% | Medtronic Minimally Invasive | 35NEFP | TUBE TRACHEOSTOMY SIZE 3.5 L32MM OD5.4MM ID3.5MM WHITE POLYVINYLCHLORIDE DEHP FREE CUFFLESS INTEGRATED CONNECTOR TRANSPARENT FLANGE TAPE TIE RECESS PROMOTE AIRFLOW FLEXIBLE MR CONDITIONAL NEONATAL LATEX FREE DISPOSABLE SHILEY | [10 empty] | X | X |  | X | X | X | X | X | X | X | X | X |  | X | X | X | X | PVC
| Tubes Tracheostomy/Laryngectomy | ICU Medical Inc | 60N035 | TUBE TRACHEOSTOMY SIZE 3.5 L34MM OD5.3MM ID3.5MM WHITE SILICONE CUFFLESS HYDROPHOBIC HYPOALLERGENIC WIRE REINFORCED REPROCESSIBLE FLEXIBLE IMPROVED FIT INTEGRATED 15MM CONNECTOR MR CONDITIONAL TRACH TIE IMPROVED WEANING CE MARKED STERILE NEONATAL LATEX FREE PORTEX BIVONA | Silicone | EA | 1 | 48.69 | 51.13 | 52.71 | 54.07 | 60.24 | 34 | 18677.8 | 359 | Alternative | 87% | Medtronic Minimally Invasive | 35PEFP | TUBE TRACHEOSTOMY SIZE 3.5 L40MM OD5.4MM ID3.5MM WHITE POLYVINYLCHLORIDE DEHP FREE CUFFLESS INTEGRATED CONNECTOR TRANSPARENT FLANGE TAPE TIE RECESS PROMOTE AIRFLOW FLEXIBLE MR CONDITIONAL PEDIATRIC LATEX FREE DISPOSABLE SHILEY | [10 empty] | X | X |  | X | X | X | X | X | X | X | X | X |  | X | X | X | X | PVC
| Tubes Tracheostomy/Laryngectomy | ICU Medical Inc | 60N035 | TUBE TRACHEOSTOMY SIZE 3.5 L34MM OD5.3MM ID3.5MM WHITE SILICONE CUFFLESS HYDROPHOBIC HYPOALLERGENIC WIRE REINFORCED REPROCESSIBLE FLEXIBLE IMPROVED FIT INTEGRATED 15MM CONNECTOR MR CONDITIONAL TRACH TIE IMPROVED WEANING CE MARKED STERILE NEONATAL LATEX FREE PORTEX BIVONA | Silicone | EA | 1 | 48.69 | 51.13 | 52.71 | 54.07 | 60.24 | 34 | 18677.8 | 359 | Alternative | 85% | Tracoe | 36335 | TUBE TRACHEOSTOMY SIZE 3.5 L34MM OD5.4MM ID3.5MM WHITE SILICONE DEHP FREE KINK RESISTANT EXTENDED LENGTH THERMALLY STABLE NECK STRAP RING OBTURATOR MR CONDITIONAL RADIOPAQUE VERY SOFT TUBE TIP STERILE NEONATAL LATEX FREE TRACOE Silcosoft | EA | 1 | 204 | 206 | 206 | 212 | 212 | 5 | 28356 | 138 | X | X | X | X | X |  | X | X | X | X | X | X | X |  | X | X |  | Silicone
| Tubes Tracheostomy/Laryngectomy | ICU Medical Inc | 60N035 | TUBE TRACHEOSTOMY SIZE 3.5 L34MM OD5.3MM ID3.5MM WHITE SILICONE CUFFLESS HYDROPHOBIC HYPOALLERGENIC WIRE REINFORCED REPROCESSIBLE FLEXIBLE IMPROVED FIT INTEGRATED 15MM CONNECTOR MR CONDITIONAL TRACH TIE IMPROVED WEANING CE MARKED STERILE NEONATAL LATEX FREE PORTEX BIVONA | Silicone | EA | 1 | 48.69 | 51.13 | 52.71 | 54.07 | 60.24 | 34 | 18677.8 | 359 | Alternative | 85% | Tracoe | 37035 | TUBE TRACHEOSTOMY SIZE 3.5 L40MM OD5.4MM ID3.5MM WHITE SILICONE DEHP FREE CUFFLESS KINK RESISTANT THERMALLY STABLE NECK STRAP RING OBTURATOR MR CONDITIONAL RADIOPAQUE VERY SOFT TUBE TIP STERILE PEDIATRIC LATEX FREE TRACOE Silcosoft | EA | 1 | 63 | 63 | 63 | 68 | 68 | 3 | 3185 | 50 | X | X |  | X | X | X | X | X | X | X | X | X | X |  | X | X |  | Silicone
| Tubes Tracheostomy/Laryngectomy | ICU Medical Inc | 60N035 | TUBE TRACHEOSTOMY SIZE 3.5 L34MM OD5.3MM ID3.5MM WHITE SILICONE CUFFLESS HYDROPHOBIC HYPOALLERGENIC WIRE REINFORCED REPROCESSIBLE FLEXIBLE IMPROVED FIT INTEGRATED 15MM CONNECTOR MR CONDITIONAL TRACH TIE IMPROVED WEANING CE MARKED STERILE NEONATAL LATEX FREE PORTEX BIVONA | Silicone | EA | 1 | 48.69 | 51.13 | 52.71 | 54.07 | 60.24 | 34 | 18677.8 | 359 | Alternative | 85% | Tracoe | 37135 | TUBE TRACHEOSTOMY SIZE 3.5 L40MM OD5.4MM ID3.5MM WHITE SILICONE DEHP FREE CUFFLESS KINK RESISTANT EXTENDED LENGTH THERMALLY STABLE NECK STRAP RING OBTURATOR MR CONDITIONAL RADIOPAQUE VERY SOFT TUBE TIP STERILE PEDIATRIC LATEX FREE TRACOE Silcosoft | EA | 1 | 91 | 91 | 91 | 91 | 91 | 2 | 12285 | 135 | X | X |  | X | X | X | X | X | X | X | X | X | X |  | X | X |  | Silicone
| Tubes Tracheostomy/Laryngectomy | ICU Medical Inc | 60N035 | TUBE TRACHEOSTOMY SIZE 3.5 L34MM OD5.3MM ID3.5MM WHITE SILICONE CUFFLESS HYDROPHOBIC HYPOALLERGENIC WIRE REINFORCED REPROCESSIBLE FLEXIBLE IMPROVED FIT INTEGRATED 15MM CONNECTOR MR CONDITIONAL TRACH TIE IMPROVED WEANING CE MARKED STERILE NEONATAL LATEX FREE PORTEX BIVONA | Silicone | EA | 1 | 48.69 | 51.13 | 52.71 | 54.07 | 60.24 | 34 | 18677.8 | 359 | Alternative | 85% | Tracoe | 36235 | TUBE TRACHEOSTOMY SIZE 3.5 L34MM OD5.4MM ID3.5MM WHITE SILICONE DEHP FREE WATER CUFF KINK RESISTANT THERMALLY STABLE NECK STRAP RING OBTURATOR MR CONDITIONAL RADIOPAQUE VERY SOFT TUBE TIP STERILE NEONATAL LATEX FREE TRACOE Silcosoft | EA | 1 | 183.85 | 183.85 | 183.85 | 194 | 194 | 2 | 1327.55 | 7 | X | X | X | X | X |  | X | X | X | X | X | X | X |  | X | X |  | Silicone
| Tubes Tracheostomy/Laryngectomy | ICU Medical Inc | 60N035 | TUBE TRACHEOSTOMY SIZE 3.5 L34MM OD5.3MM ID3.5MM WHITE SILICONE CUFFLESS HYDROPHOBIC HYPOALLERGENIC WIRE REINFORCED REPROCESSIBLE FLEXIBLE IMPROVED FIT INTEGRATED 15MM CONNECTOR MR CONDITIONAL TRACH TIE IMPROVED WEANING CE MARKED STERILE NEONATAL LATEX FREE PORTEX BIVONA | Silicone | EA | 1 | 48.69 | 51.13 | 52.71 | 54.07 | 60.24 | 34 | 18677.8 | 359 | Alternative | 84% | Tracoe | 35035 | TUBE TRACHEOSTOMY SIZE 3.5 L34MM OD5MM ID3.5MM CUFFLESS OBTURATOR INTEGRATED 15MM CONNECTOR NECK STRAP FUNNEL SHAPED INNER DESIGN THIN WALL STERILE NEONATAL LATEX FREE TRACOE MINI | EA | 1 | 35.54 | 35.54 | 35.54 | 36 | 36 | 2 | 71.54 | 2 | X |  | X | X | X | X | X | X | X | X | X | X |  |  | X | X | X | Silicone
| Tubes Tracheostomy/Laryngectomy | ICU Medical Inc | 60N035 | TUBE TRACHEOSTOMY SIZE 3.5 L34MM OD5.3MM ID3.5MM WHITE SILICONE CUFFLESS HYDROPHOBIC HYPOALLERGENIC WIRE REINFORCED REPROCESSIBLE FLEXIBLE IMPROVED FIT INTEGRATED 15MM CONNECTOR MR CONDITIONAL TRACH TIE IMPROVED WEANING CE MARKED STERILE NEONATAL LATEX FREE PORTEX BIVONA | Silicone | EA | 1 | 48.69 | 51.13 | 52.71 | 54.07 | 60.24 | 34 | 18677.8 | 359 | Alternative | 78% | Medtronic Minimally Invasive | 40NEF | TUBE TRACHEOSTOMY SIZE 4.0 L34MM OD6MM ID4MM WHITE POLYVINYLCHLORIDE DEHP FREE CUFFLESS INTEGRATED CONNECTOR TRANSPARENT FLANGE TAPE TIE RECESS PROMOTE AIRFLOW FLEXIBLE MR CONDITIONAL NEONATAL LATEX FREE DISPOSABLE SHILEY | EA | 1 | 39.91 | 44.8 | 45.95 | 46.78 | 54.63 | 62 | 20900.87 | 451 |  |  | X | X | X | X | X | X | X | X | X | X |  | X | X | X | X | PVC
| Tubes Tracheostomy/Laryngectomy | ICU Medical Inc | 60N035 | TUBE TRACHEOSTOMY SIZE 3.5 L34MM OD5.3MM ID3.5MM WHITE SILICONE CUFFLESS HYDROPHOBIC HYPOALLERGENIC WIRE REINFORCED REPROCESSIBLE FLEXIBLE IMPROVED FIT INTEGRATED 15MM CONNECTOR MR CONDITIONAL TRACH TIE IMPROVED WEANING CE MARKED STERILE NEONATAL LATEX FREE PORTEX BIVONA | Silicone | EA | 1 | 48.69 | 51.13 | 52.71 | 54.07 | 60.24 | 34 | 18677.8 | 359 | Alternative | 78% | Medtronic Minimally Invasive | 35PCF | TUBE TRACHEOSTOMY SIZE 3.5 L40MM OD5.4MM ID3.5MM WHITE POLYVINYLCHLORIDE DEHP FREE TAPERGUARD CUFF INTEGRATED CONNECTOR TRANSPARENT FLANGE TAPE TIE RECESS PROMOTE AIRFLOW FLEXIBLE MR CONDITIONAL PEDIATRIC LATEX FREE DISPOSABLE SHILEY | EA | 1 | 46.63 | 58.67 | 64.98 | 67.65 | 73.84 | 31 | 17597.69 | 276 | X | X |  | X | X |  | X | X | X | X | X | X |  | X | X | X | X | PVC
| Tubes Tracheostomy/Laryngectomy | ICU Medical Inc | 60N035 | TUBE TRACHEOSTOMY SIZE 3.5 L34MM OD5.3MM ID3.5MM WHITE SILICONE CUFFLESS HYDROPHOBIC HYPOALLERGENIC WIRE REINFORCED REPROCESSIBLE FLEXIBLE IMPROVED FIT INTEGRATED 15MM CONNECTOR MR CONDITIONAL TRACH TIE IMPROVED WEANING CE MARKED STERILE NEONATAL LATEX FREE PORTEX BIVONA | Silicone | EA | 1 | 48.69 | 51.13 | 52.71 | 54.07 | 60.24 | 34 | 18677.8 | 359 | Alternative | 78% | Medtronic Minimally Invasive | 35NCF | TUBE TRACHEOSTOMY SIZE 3.5 L32MM OD5.4MM ID3.5MM WHITE POLYVINYLCHLORIDE DEHP FREE TAPERGUARD CUFF INTEGRATED CONNECTOR TRANSPARENT FLANGE TAPE TIE RECESS PROMOTE AIRFLOW FLEXIBLE MR CONDITIONAL NEONATAL LATEX FREE DISPOSABLE SHILEY | EA | 1 | 45.8967 | 56.8 | 60.54 | 66.95 | 72.12 | 14 | 5120.9701 | 80 | X | X |  | X | X |  | X | X | X | X | X | X |  | X | X | X | X | PVC
| Tubes Tracheostomy/Laryngectomy | ICU Medical Inc | 60N035 | TUBE TRACHEOSTOMY SIZE 3.5 L34MM OD5.3MM ID3.5MM WHITE SILICONE CUFFLESS HYDROPHOBIC HYPOALLERGENIC WIRE REINFORCED REPROCESSIBLE FLEXIBLE IMPROVED FIT INTEGRATED 15MM CONNECTOR MR CONDITIONAL TRACH TIE IMPROVED WEANING CE MARKED STERILE NEONATAL LATEX FREE PORTEX BIVONA | Silicone | EA | 1 | 48.69 | 51.13 | 52.71 | 54.07 | 60.24 | 34 | 18677.8 | 359 | Alternative | 78% | Medtronic Minimally Invasive | 40NEF | TUBE TRACHEOSTOMY SIZE 4.0 L34MM OD6MM ID4MM WHITE POLYVINYLCHLORIDE DEHP FREE CUFFLESS INTEGRATED CONNECTOR TRANSPARENT FLANGE TAPE TIE RECESS PROMOTE AIRFLOW FLEXIBLE MR CONDITIONAL NEONATAL LATEX FREE DISPOSABLE SHILEY | BX |  | 31.85 | 45.5 | 45.84 | 53.09 | 54.42 | 9 | 1125.0879 | 24 |  |  | X | X | X | X | X | X | X | X | X | X |  | X | X | X | X | PVC
| Tubes Tracheostomy/Laryngectomy | ICU Medical Inc | 60N035 | TUBE TRACHEOSTOMY SIZE 3.5 L34MM OD5.3MM ID3.5MM WHITE SILICONE CUFFLESS HYDROPHOBIC HYPOALLERGENIC WIRE REINFORCED REPROCESSIBLE FLEXIBLE IMPROVED FIT INTEGRATED 15MM CONNECTOR MR CONDITIONAL TRACH TIE IMPROVED WEANING CE MARKED STERILE NEONATAL LATEX FREE PORTEX BIVONA | Silicone | EA | 1 | 48.69 | 51.13 | 52.71 | 54.07 | 60.24 | 34 | 18677.8 | 359 | Alternative | 78% | Medtronic Minimally Invasive | 35PCF | TUBE TRACHEOSTOMY SIZE 3.5 L40MM OD5.4MM ID3.5MM WHITE POLYVINYLCHLORIDE DEHP FREE TAPERGUARD CUFF INTEGRATED CONNECTOR TRANSPARENT FLANGE TAPE TIE RECESS PROMOTE AIRFLOW FLEXIBLE MR CONDITIONAL PEDIATRIC LATEX FREE DISPOSABLE SHILEY | BX |  | 56.81 | 56.81 | 56.81 | 56.81 | 56.81 | 1 | 340.86 | 6 | X | X |  | X | X |  | X | X | X | X | X | X |  | X | X | X | X | PVC
| Tubes Tracheostomy/Laryngectomy | ICU Medical Inc | 60N035 | TUBE TRACHEOSTOMY SIZE 3.5 L34MM OD5.3MM ID3.5MM WHITE SILICONE CUFFLESS HYDROPHOBIC HYPOALLERGENIC WIRE REINFORCED REPROCESSIBLE FLEXIBLE IMPROVED FIT INTEGRATED 15MM CONNECTOR MR CONDITIONAL TRACH TIE IMPROVED WEANING CE MARKED STERILE NEONATAL LATEX FREE PORTEX BIVONA | Silicone | EA | 1 | 48.69 | 51.13 | 52.71 | 54.07 | 60.24 | 34 | 18677.8 | 359 | Alternative | 78% | Medtronic Minimally Invasive | 40NEFP | TUBE TRACHEOSTOMY SIZE 4.0 L34MM OD6MM ID4MM WHITE POLYVINYLCHLORIDE DEHP FREE CUFFLESS INTEGRATED CONNECTOR TRANSPARENT FLANGE TAPE TIE RECESS PROMOTE AIRFLOW FLEXIBLE MR CONDITIONAL NEONATAL LATEX FREE DISPOSABLE SHILEY | [12 empty] | X | X | X | X | X | X | X | X | X | X |  | X | X | X | X | PVC
| Tubes Tracheostomy/Laryngectomy | ICU Medical Inc | 60N035 | TUBE TRACHEOSTOMY SIZE 3.5 L34MM OD5.3MM ID3.5MM WHITE SILICONE CUFFLESS HYDROPHOBIC HYPOALLERGENIC WIRE REINFORCED REPROCESSIBLE FLEXIBLE IMPROVED FIT INTEGRATED 15MM CONNECTOR MR CONDITIONAL TRACH TIE IMPROVED WEANING CE MARKED STERILE NEONATAL LATEX FREE PORTEX BIVONA | Silicone | EA | 1 | 48.69 | 51.13 | 52.71 | 54.07 | 60.24 | 34 | 18677.8 | 359 | Alternative | 76% | Tracoe | 37335 | TUBE TRACHEOSTOMY SIZE 3.5 L40MM OD5.4MM ID3.5MM WHITE SILICONE DEHP FREE KINK RESISTANT EXTENDED LENGTH THERMALLY STABLE NECK STRAP RING OBTURATOR MR CONDITIONAL RADIOPAQUE VERY SOFT TUBE TIP STERILE PEDIATRIC LATEX FREE TRACOE Silcosoft | EA | 1 | 200 | 204 | 206 | 212 | 212 | 6 | 87750 | 428 | X | X |  | X | X |  | X | X | X | X | X | X | X |  | X | X |  | Silicone
| Tubes Tracheostomy/Laryngectomy | ICU Medical Inc | 60N035 | TUBE TRACHEOSTOMY SIZE 3.5 L34MM OD5.3MM ID3.5MM WHITE SILICONE CUFFLESS HYDROPHOBIC HYPOALLERGENIC WIRE REINFORCED REPROCESSIBLE FLEXIBLE IMPROVED FIT INTEGRATED 15MM CONNECTOR MR CONDITIONAL TRACH TIE IMPROVED WEANING CE MARKED STERILE NEONATAL LATEX FREE PORTEX BIVONA | Silicone | EA | 1 | 48.69 | 51.13 | 52.71 | 54.07 | 60.24 | 34 | 18677.8 | 359 | Alternative | 76% | Tracoe | 37235 | TUBE TRACHEOSTOMY SIZE 3.5 L40MM OD5.4MM ID3.5MM WHITE SILICONE DEHP FREE WATER CUFF KINK RESISTANT THERMALLY STABLE NECK STRAP RING OBTURATOR MR CONDITIONAL RADIOPAQUE VERY SOFT TUBE TIP STERILE PEDIATRIC LATEX FREE TRACOE Silcosoft | EA | 1 | 183 | 183 | 183 | 194 | 194 | 2 | 10468 | 56 | X | X |  | X | X |  | X | X | X | X | X | X | X |  | X | X |  | Silicone
| Tubes Tracheostomy/Laryngectomy | ICU Medical Inc | 60N035 | TUBE TRACHEOSTOMY SIZE 3.5 L34MM OD5.3MM ID3.5MM WHITE SILICONE CUFFLESS HYDROPHOBIC HYPOALLERGENIC WIRE REINFORCED REPROCESSIBLE FLEXIBLE IMPROVED FIT INTEGRATED 15MM CONNECTOR MR CONDITIONAL TRACH TIE IMPROVED WEANING CE MARKED STERILE NEONATAL LATEX FREE PORTEX BIVONA | Silicone | EA | 1 | 48.69 | 51.13 | 52.71 | 54.07 | 60.24 | 34 | 18677.8 | 359 | Alternative | 75% | Tracoe | 35535 | TUBE TRACHEOSTOMY SIZE 3.5 L40MM OD5MM ID3.5MM CUFFLESS OBTURATOR INTEGRATED 15MM CONNECTOR NECK STRAP FUNNEL SHAPED INNER DESIGN THIN WALL STERILE PEDIATRIC LATEX FREE TRACOE MINI | EA | 1 | 35.54 | 35.54 | 36 | 41.5 | 41.5 | 3 | 1578.18 | 41 | X |  |  | X | X | X | X | X | X | X | X | X |  |  | X | X | X | Silicone
| Tubes Tracheostomy/Laryngectomy | ICU Medical Inc | 60N035 | TUBE TRACHEOSTOMY SIZE 3.5 L34MM OD5.3MM ID3.5MM WHITE SILICONE CUFFLESS HYDROPHOBIC HYPOALLERGENIC WIRE REINFORCED REPROCESSIBLE FLEXIBLE IMPROVED FIT INTEGRATED 15MM CONNECTOR MR CONDITIONAL TRACH TIE IMPROVED WEANING CE MARKED STERILE NEONATAL LATEX FREE PORTEX BIVONA | Silicone | EA | 1 | 48.69 | 51.13 | 52.71 | 54.07 | 60.24 | 34 | 18677.8 | 359 | Alternative | 75% | Tracoe | 10103 | TUBE TRACHEOSTOMY SIZE 3.0 L42MM OD4.8MM ID3.5MM CLEAR POLYMER CUFFLESS NECK STRAP FLEXIBLE MR CONDITIONAL ADULT LATEX FREE TRACOE COMFORT | [10 empty] | X |  |  | X | X | X | X | X | X | X | X | X |  |  | X | X | X | Polymer
| Tubes Tracheostomy/Laryngectomy | ICU Medical Inc | 60N040 | TUBE TRACHEOSTOMY SIZE 4.0 L36MM OD6MM ID4MM WHITE SILICONE CUFFLESS HYDROPHOBIC HYPOALLERGENIC WIRE REINFORCED REPROCESSIBLE FLEXIBLE IMPROVED FIT INTEGRATED 15MM CONNECTOR MR CONDITIONAL TRACH TIE IMPROVED WEANING CE MARKED STERILE NEONATAL LATEX FREE PORTEX BIVONA | Silicone | BX | 1 | 54.06 | 54.06 | 54.06 | 54.06 | 54.06 | 1 | 324.36 | 6 | Alternative | 95% | Tracoe | 36140 | TUBE TRACHEOSTOMY SIZE 4.0 L36MM OD6MM ID4MM WHITE SILICONE DEHP FREE CUFFLESS KINK RESISTANT EXTENDED LENGTH THERMALLY STABLE NECK STRAP RING OBTURATOR MR CONDITIONAL RADIOPAQUE VERY SOFT TUBE TIP STERILE NEONATAL LATEX FREE TRACOE Silcosoft | EA | 1 | 129 | 129 | 129 | 133 | 133 | 2 | 528 | 4 | X | X | X | X | X | X | X | X | X | X | X | X | X |  | X | X |  | Silicone
| Tubes Tracheostomy/Laryngectomy | ICU Medical Inc | 60N040 | TUBE TRACHEOSTOMY SIZE 4.0 L36MM OD6MM ID4MM WHITE SILICONE CUFFLESS HYDROPHOBIC HYPOALLERGENIC WIRE REINFORCED REPROCESSIBLE FLEXIBLE IMPROVED FIT INTEGRATED 15MM CONNECTOR MR CONDITIONAL TRACH TIE IMPROVED WEANING CE MARKED STERILE NEONATAL LATEX FREE PORTEX BIVONA | Silicone | BX | 1 | 54.06 | 54.06 | 54.06 | 54.06 | 54.06 | 1 | 324.36 | 6 | Alternative | 95% | Tracoe | 36040 | TUBE TRACHEOSTOMY SIZE 4.0 L36MM OD6MM ID4MM WHITE SILICONE DEHP FREE CUFFLESS KINK RESISTANT THERMALLY STABLE NECK STRAP RING OBTURATOR MR CONDITIONAL RADIOPAQUE VERY SOFT TUBE TIP STERILE NEONATAL LATEX FREE TRACOE Silcosoft | [10 empty] | X | X | X | X | X | X | X | X | X | X | X | X | X |  | X | X |  | Silicone
| Tubes Tracheostomy/Laryngectomy | ICU Medical Inc | 60N040 | TUBE TRACHEOSTOMY SIZE 4.0 L36MM OD6MM ID4MM WHITE SILICONE CUFFLESS HYDROPHOBIC HYPOALLERGENIC WIRE REINFORCED REPROCESSIBLE FLEXIBLE IMPROVED FIT INTEGRATED 15MM CONNECTOR MR CONDITIONAL TRACH TIE IMPROVED WEANING CE MARKED STERILE NEONATAL LATEX FREE PORTEX BIVONA | Silicone | BX | 1 | 54.06 | 54.06 | 54.06 | 54.06 | 54.06 | 1 | 324.36 | 6 | Alternative | 87% | Medtronic Minimally Invasive | 40PEF | TUBE TRACHEOSTOMY SIZE 4.0 L41MM OD6MM ID4MM WHITE POLYVINYLCHLORIDE DEHP FREE CUFFLESS INTEGRATED CONNECTOR TRANSPARENT FLANGE TAPE TIE RECESS PROMOTE AIRFLOW FLEXIBLE MR CONDITIONAL PEDIATRIC LATEX FREE DISPOSABLE SHILEY | EA | 1 | 36.39 | 44.8 | 45.5 | 46.43 | 55.2 | 114 | 67766.96 | 1465 | X | X |  | X | X | X | X | X | X | X | X | X |  | X | X | X | X | PVC
| Tubes Tracheostomy/Laryngectomy | ICU Medical Inc | 60N040 | TUBE TRACHEOSTOMY SIZE 4.0 L36MM OD6MM ID4MM WHITE SILICONE CUFFLESS HYDROPHOBIC HYPOALLERGENIC WIRE REINFORCED REPROCESSIBLE FLEXIBLE IMPROVED FIT INTEGRATED 15MM CONNECTOR MR CONDITIONAL TRACH TIE IMPROVED WEANING CE MARKED STERILE NEONATAL LATEX FREE PORTEX BIVONA | Silicone | BX | 1 | 54.06 | 54.06 | 54.06 | 54.06 | 54.06 | 1 | 324.36 | 6 | Alternative | 87% | Medtronic Minimally Invasive | 40NEF | TUBE TRACHEOSTOMY SIZE 4.0 L34MM OD6MM ID4MM WHITE POLYVINYLCHLORIDE DEHP FREE CUFFLESS INTEGRATED CONNECTOR TRANSPARENT FLANGE TAPE TIE RECESS PROMOTE AIRFLOW FLEXIBLE MR CONDITIONAL NEONATAL LATEX FREE DISPOSABLE SHILEY | EA | 1 | 39.91 | 44.8 | 45.95 | 46.78 | 54.63 | 62 | 20900.87 | 451 | X | X |  | X | X | X | X | X | X | X | X | X |  | X | X | X | X | PVC
| Tubes Tracheostomy/Laryngectomy | ICU Medical Inc | 60N040 | TUBE TRACHEOSTOMY SIZE 4.0 L36MM OD6MM ID4MM WHITE SILICONE CUFFLESS HYDROPHOBIC HYPOALLERGENIC WIRE REINFORCED REPROCESSIBLE FLEXIBLE IMPROVED FIT INTEGRATED 15MM CONNECTOR MR CONDITIONAL TRACH TIE IMPROVED WEANING CE MARKED STERILE NEONATAL LATEX FREE PORTEX BIVONA | Silicone | BX | 1 | 54.06 | 54.06 | 54.06 | 54.06 | 54.06 | 1 | 324.36 | 6 | Alternative | 87% | Medtronic Minimally Invasive | 40NEF | TUBE TRACHEOSTOMY SIZE 4.0 L34MM OD6MM ID4MM WHITE POLYVINYLCHLORIDE DEHP FREE CUFFLESS INTEGRATED CONNECTOR TRANSPARENT FLANGE TAPE TIE RECESS PROMOTE AIRFLOW FLEXIBLE MR CONDITIONAL NEONATAL LATEX FREE DISPOSABLE SHILEY | BX |  | 31.85 | 45.5 | 45.84 | 53.09 | 54.42 | 9 | 1125.0879 | 24 | X | X |  | X | X | X | X | X | X | X | X | X |  | X | X | X | X | PVC
| Tubes Tracheostomy/Laryngectomy | ICU Medical Inc | 60N040 | TUBE TRACHEOSTOMY SIZE 4.0 L36MM OD6MM ID4MM WHITE SILICONE CUFFLESS HYDROPHOBIC HYPOALLERGENIC WIRE REINFORCED REPROCESSIBLE FLEXIBLE IMPROVED FIT INTEGRATED 15MM CONNECTOR MR CONDITIONAL TRACH TIE IMPROVED WEANING CE MARKED STERILE NEONATAL LATEX FREE PORTEX BIVONA | Silicone | BX | 1 | 54.06 | 54.06 | 54.06 | 54.06 | 54.06 | 1 | 324.36 | 6 | Alternative | 87% | Medtronic Minimally Invasive | 40PEF | TUBE TRACHEOSTOMY SIZE 4.0 L41MM OD6MM ID4MM WHITE POLYVINYLCHLORIDE DEHP FREE CUFFLESS INTEGRATED CONNECTOR TRANSPARENT FLANGE TAPE TIE RECESS PROMOTE AIRFLOW FLEXIBLE MR CONDITIONAL PEDIATRIC LATEX FREE DISPOSABLE SHILEY | BX |  | 40.31 | 42.77 | 45.04 | 45.5 | 46.43 | 8 | 2508.61 | 57 | X | X |  | X | X | X | X | X | X | X | X | X |  | X | X | X | X | PVC
| Tubes Tracheostomy/Laryngectomy | ICU Medical Inc | 60N040 | TUBE TRACHEOSTOMY SIZE 4.0 L36MM OD6MM ID4MM WHITE SILICONE CUFFLESS HYDROPHOBIC HYPOALLERGENIC WIRE REINFORCED REPROCESSIBLE FLEXIBLE IMPROVED FIT INTEGRATED 15MM CONNECTOR MR CONDITIONAL TRACH TIE IMPROVED WEANING CE MARKED STERILE NEONATAL LATEX FREE PORTEX BIVONA | Silicone | BX | 1 | 54.06 | 54.06 | 54.06 | 54.06 | 54.06 | 1 | 324.36 | 6 | Alternative | 87% | Medtronic Minimally Invasive | 40PEF | TUBE TRACHEOSTOMY SIZE 4.0 L41MM OD6MM ID4MM WHITE POLYVINYLCHLORIDE DEHP FREE CUFFLESS INTEGRATED CONNECTOR TRANSPARENT FLANGE TAPE TIE RECESS PROMOTE AIRFLOW FLEXIBLE MR CONDITIONAL PEDIATRIC LATEX FREE DISPOSABLE SHILEY | CS |  | 45.5 | 45.5 | 45.5 | 45.5 | 45.5 | 1 | 91 | 2 | X | X |  | X | X | X | X | X | X | X | X | X |  | X | X | X | X | PVC
| Tubes Tracheostomy/Laryngectomy | ICU Medical Inc | 60N040 | TUBE TRACHEOSTOMY SIZE 4.0 L36MM OD6MM ID4MM WHITE SILICONE CUFFLESS HYDROPHOBIC HYPOALLERGENIC WIRE REINFORCED REPROCESSIBLE FLEXIBLE IMPROVED FIT INTEGRATED 15MM CONNECTOR MR CONDITIONAL TRACH TIE IMPROVED WEANING CE MARKED STERILE NEONATAL LATEX FREE PORTEX BIVONA | Silicone | BX | 1 | 54.06 | 54.06 | 54.06 | 54.06 | 54.06 | 1 | 324.36 | 6 | Alternative | 87% | Medtronic Minimally Invasive | 40NEFP | TUBE TRACHEOSTOMY SIZE 4.0 L34MM OD6MM ID4MM WHITE POLYVINYLCHLORIDE DEHP FREE CUFFLESS INTEGRATED CONNECTOR TRANSPARENT FLANGE TAPE TIE RECESS PROMOTE AIRFLOW FLEXIBLE MR CONDITIONAL NEONATAL LATEX FREE DISPOSABLE SHILEY | [10 empty] | X | X |  | X | X | X | X | X | X | X | X | X |  | X | X | X | X | PVC
| Tubes Tracheostomy/Laryngectomy | ICU Medical Inc | 60N040 | TUBE TRACHEOSTOMY SIZE 4.0 L36MM OD6MM ID4MM WHITE SILICONE CUFFLESS HYDROPHOBIC HYPOALLERGENIC WIRE REINFORCED REPROCESSIBLE FLEXIBLE IMPROVED FIT INTEGRATED 15MM CONNECTOR MR CONDITIONAL TRACH TIE IMPROVED WEANING CE MARKED STERILE NEONATAL LATEX FREE PORTEX BIVONA | Silicone | BX | 1 | 54.06 | 54.06 | 54.06 | 54.06 | 54.06 | 1 | 324.36 | 6 | Alternative | 87% | Medtronic Minimally Invasive | 40PEFP | TUBE TRACHEOSTOMY SIZE 4.0 L41MM OD6MM ID4MM WHITE POLYVINYLCHLORIDE DEHP FREE CUFFLESS INTEGRATED CONNECTOR TRANSPARENT FLANGE TAPE TIE RECESS PROMOTE AIRFLOW FLEXIBLE MR CONDITIONAL PEDIATRIC LATEX FREE DISPOSABLE SHILEY | [10 empty] | X | X |  | X | X | X | X | X | X | X | X | X |  | X | X | X | X | PVC
| Tubes Tracheostomy/Laryngectomy | ICU Medical Inc | 60N040 | TUBE TRACHEOSTOMY SIZE 4.0 L36MM OD6MM ID4MM WHITE SILICONE CUFFLESS HYDROPHOBIC HYPOALLERGENIC WIRE REINFORCED REPROCESSIBLE FLEXIBLE IMPROVED FIT INTEGRATED 15MM CONNECTOR MR CONDITIONAL TRACH TIE IMPROVED WEANING CE MARKED STERILE NEONATAL LATEX FREE PORTEX BIVONA | Silicone | BX | 1 | 54.06 | 54.06 | 54.06 | 54.06 | 54.06 | 1 | 324.36 | 6 | Alternative | 85% | Tracoe | 37040 | TUBE TRACHEOSTOMY SIZE 4.0 L41MM OD6MM ID4MM WHITE SILICONE DEHP FREE CUFFLESS KINK RESISTANT THERMALLY STABLE NECK STRAP RING OBTURATOR MR CONDITIONAL RADIOPAQUE VERY SOFT TUBE TIP STERILE PEDIATRIC LATEX FREE TRACOE Silcosoft | EA | 1 | 63 | 63 | 63 | 68 | 68 | 4 | 3661 | 57 | X | X |  | X | X | X | X | X | X | X | X | X | X |  | X | X |  | Silicone
| Tubes Tracheostomy/Laryngectomy | ICU Medical Inc | 60N040 | TUBE TRACHEOSTOMY SIZE 4.0 L36MM OD6MM ID4MM WHITE SILICONE CUFFLESS HYDROPHOBIC HYPOALLERGENIC WIRE REINFORCED REPROCESSIBLE FLEXIBLE IMPROVED FIT INTEGRATED 15MM CONNECTOR MR CONDITIONAL TRACH TIE IMPROVED WEANING CE MARKED STERILE NEONATAL LATEX FREE PORTEX BIVONA | Silicone | BX | 1 | 54.06 | 54.06 | 54.06 | 54.06 | 54.06 | 1 | 324.36 | 6 | Alternative | 85% | Tracoe | 36340 | TUBE TRACHEOSTOMY SIZE 4.0 L36MM OD6MM ID4MM WHITE SILICONE DEHP FREE KINK RESISTANT EXTENDED LENGTH THERMALLY STABLE NECK STRAP RING OBTURATOR MR CONDITIONAL RADIOPAQUE VERY SOFT TUBE TIP STERILE NEONATAL LATEX FREE TRACOE Silcosoft | EA | 1 | 204 | 204 | 206 | 212 | 212 | 4 | 19200 | 93 | X | X | X | X | X |  | X | X | X | X | X | X | X |  | X | X |  | Silicone
| Tubes Tracheostomy/Laryngectomy | ICU Medical Inc | 60N040 | TUBE TRACHEOSTOMY SIZE 4.0 L36MM OD6MM ID4MM WHITE SILICONE CUFFLESS HYDROPHOBIC HYPOALLERGENIC WIRE REINFORCED REPROCESSIBLE FLEXIBLE IMPROVED FIT INTEGRATED 15MM CONNECTOR MR CONDITIONAL TRACH TIE IMPROVED WEANING CE MARKED STERILE NEONATAL LATEX FREE PORTEX BIVONA | Silicone | BX | 1 | 54.06 | 54.06 | 54.06 | 54.06 | 54.06 | 1 | 324.36 | 6 | Alternative | 85% | Tracoe | 37140 | TUBE TRACHEOSTOMY SIZE 4.0 L41MM OD6MM ID4MM WHITE SILICONE DEHP FREE CUFFLESS KINK RESISTANT EXTENDED LENGTH THERMALLY STABLE NECK STRAP RING OBTURATOR MR CONDITIONAL RADIOPAQUE VERY SOFT TUBE TIP STERILE PEDIATRIC LATEX FREE TRACOE Silcosoft | EA | 1 | 68 | 68 | 91 | 91 | 91 | 3 | 5686 | 64 | X | X |  | X | X | X | X | X | X | X | X | X | X |  | X | X |  | Silicone
| Tubes Tracheostomy/Laryngectomy | ICU Medical Inc | 60N040 | TUBE TRACHEOSTOMY SIZE 4.0 L36MM OD6MM ID4MM WHITE SILICONE CUFFLESS HYDROPHOBIC HYPOALLERGENIC WIRE REINFORCED REPROCESSIBLE FLEXIBLE IMPROVED FIT INTEGRATED 15MM CONNECTOR MR CONDITIONAL TRACH TIE IMPROVED WEANING CE MARKED STERILE NEONATAL LATEX FREE PORTEX BIVONA | Silicone | BX | 1 | 54.06 | 54.06 | 54.06 | 54.06 | 54.06 | 1 | 324.36 | 6 | Alternative | 85% | Tracoe | 36240 | TUBE TRACHEOSTOMY SIZE 4.0 L36MM OD6MM ID4MM WHITE SILICONE DEHP FREE WATER CUFF KINK RESISTANT THERMALLY STABLE NECK STRAP RING OBTURATOR MR CONDITIONAL RADIOPAQUE VERY SOFT TUBE TIP STERILE NEONATAL LATEX FREE TRACOE Silcosoft | EA | 1 | 183.85 | 183.85 | 183.85 | 194 | 194 | 2 | 1899.4 | 10 | X | X | X | X | X |  | X | X | X | X | X | X | X |  | X | X |  | Silicone
| Tubes Tracheostomy/Laryngectomy | ICU Medical Inc | 60N040 | TUBE TRACHEOSTOMY SIZE 4.0 L36MM OD6MM ID4MM WHITE SILICONE CUFFLESS HYDROPHOBIC HYPOALLERGENIC WIRE REINFORCED REPROCESSIBLE FLEXIBLE IMPROVED FIT INTEGRATED 15MM CONNECTOR MR CONDITIONAL TRACH TIE IMPROVED WEANING CE MARKED STERILE NEONATAL LATEX FREE PORTEX BIVONA | Silicone | BX | 1 | 54.06 | 54.06 | 54.06 | 54.06 | 54.06 | 1 | 324.36 | 6 | Alternative | 84% | Tracoe | 35040 | TUBE TRACHEOSTOMY SIZE 4.0 L36MM OD5.6MM ID4MM CUFFLESS OBTURATOR INTEGRATED 15MM CONNECTOR NECK STRAP FUNNEL SHAPED INNER DESIGN THIN WALL STERILE NEONATAL LATEX FREE TRACOE MINI | EA | 1 | 35.54 | 35.54 | 35.54 | 36 | 36 | 2 | 355.86 | 10 | X |  | X | X | X | X | X | X | X | X | X | X |  |  | X | X | X | Silicone
| Tubes Tracheostomy/Laryngectomy | ICU Medical Inc | 60N040 | TUBE TRACHEOSTOMY SIZE 4.0 L36MM OD6MM ID4MM WHITE SILICONE CUFFLESS HYDROPHOBIC HYPOALLERGENIC WIRE REINFORCED REPROCESSIBLE FLEXIBLE IMPROVED FIT INTEGRATED 15MM CONNECTOR MR CONDITIONAL TRACH TIE IMPROVED WEANING CE MARKED STERILE NEONATAL LATEX FREE PORTEX BIVONA | Silicone | BX | 1 | 54.06 | 54.06 | 54.06 | 54.06 | 54.06 | 1 | 324.36 | 6 | Alternative | 78% | Medtronic Minimally Invasive | 40PCF | TUBE TRACHEOSTOMY SIZE 4.0 L41MM OD6MM ID4MM WHITE POLYVINYLCHLORIDE DEHP FREE TAPERGUARD CUFF INTEGRATED CONNECTOR TRANSPARENT FLANGE TAPE TIE RECESS PROMOTE AIRFLOW FLEXIBLE MR CONDITIONAL PEDIATRIC LATEX FREE DISPOSABLE SHILEY | EA | 1 | 45.5 | 58.67 | 60.43 | 65 | 73.84 | 61 | 31732.5998 | 514 | X | X |  | X | X |  | X | X | X | X | X | X |  | X | X | X | X | PVC
| Tubes Tracheostomy/Laryngectomy | ICU Medical Inc | 60N040 | TUBE TRACHEOSTOMY SIZE 4.0 L36MM OD6MM ID4MM WHITE SILICONE CUFFLESS HYDROPHOBIC HYPOALLERGENIC WIRE REINFORCED REPROCESSIBLE FLEXIBLE IMPROVED FIT INTEGRATED 15MM CONNECTOR MR CONDITIONAL TRACH TIE IMPROVED WEANING CE MARKED STERILE NEONATAL LATEX FREE PORTEX BIVONA | Silicone | BX | 1 | 54.06 | 54.06 | 54.06 | 54.06 | 54.06 | 1 | 324.36 | 6 | Alternative | 78% | Medtronic Minimally Invasive | 45NEF | TUBE TRACHEOSTOMY SIZE 4.5 L36MM OD6.7MM ID4.5MM WHITE POLYVINYLCHLORIDE DEHP FREE CUFFLESS INTEGRATED CONNECTOR TRANSPARENT FLANGE TAPE TIE RECESS PROMOTE AIRFLOW FLEXIBLE MR CONDITIONAL NEONATAL LATEX FREE DISPOSABLE SHILEY | EA | 1 | 39.91 | 44.8 | 45.96 | 46.64 | 57.02 | 33 | 19207.36 | 410 |  |  | X | X | X | X | X | X | X | X | X | X |  | X | X | X | X | PVC
| Tubes Tracheostomy/Laryngectomy | ICU Medical Inc | 60N040 | TUBE TRACHEOSTOMY SIZE 4.0 L36MM OD6MM ID4MM WHITE SILICONE CUFFLESS HYDROPHOBIC HYPOALLERGENIC WIRE REINFORCED REPROCESSIBLE FLEXIBLE IMPROVED FIT INTEGRATED 15MM CONNECTOR MR CONDITIONAL TRACH TIE IMPROVED WEANING CE MARKED STERILE NEONATAL LATEX FREE PORTEX BIVONA | Silicone | BX | 1 | 54.06 | 54.06 | 54.06 | 54.06 | 54.06 | 1 | 324.36 | 6 | Alternative | 78% | Medtronic Minimally Invasive | 40NCF | TUBE TRACHEOSTOMY SIZE 4.0 L34MM OD6MM ID4MM WHITE POLYVINYLCHLORIDE DEHP FREE TAPERGUARD CUFF INTEGRATED CONNECTOR TRANSPARENT FLANGE TAPE TIE RECESS PROMOTE AIRFLOW FLEXIBLE MR CONDITIONAL NEONATAL LATEX FREE DISPOSABLE SHILEY | EA | 1 | 45.8967 | 58.67 | 58.67 | 65 | 69.03 | 5 | 1764.4401 | 28 | X | X |  | X | X |  | X | X | X | X | X | X |  | X | X | X | X | PVC
| Tubes Tracheostomy/Laryngectomy | ICU Medical Inc | 60N040 | TUBE TRACHEOSTOMY SIZE 4.0 L36MM OD6MM ID4MM WHITE SILICONE CUFFLESS HYDROPHOBIC HYPOALLERGENIC WIRE REINFORCED REPROCESSIBLE FLEXIBLE IMPROVED FIT INTEGRATED 15MM CONNECTOR MR CONDITIONAL TRACH TIE IMPROVED WEANING CE MARKED STERILE NEONATAL LATEX FREE PORTEX BIVONA | Silicone | BX | 1 | 54.06 | 54.06 | 54.06 | 54.06 | 54.06 | 1 | 324.36 | 6 | Alternative | 78% | Medtronic Minimally Invasive | 40PCF | TUBE TRACHEOSTOMY SIZE 4.0 L41MM OD6MM ID4MM WHITE POLYVINYLCHLORIDE DEHP FREE TAPERGUARD CUFF INTEGRATED CONNECTOR TRANSPARENT FLANGE TAPE TIE RECESS PROMOTE AIRFLOW FLEXIBLE MR CONDITIONAL PEDIATRIC LATEX FREE DISPOSABLE SHILEY | BX |  | 39.02 | 39.02 | 39.02 | 65 | 65 | 2 | 273.04 | 5 | X | X |  | X | X |  | X | X | X | X | X | X |  | X | X | X | X | PVC
| Tubes Tracheostomy/Laryngectomy | ICU Medical Inc | 60N040 | TUBE TRACHEOSTOMY SIZE 4.0 L36MM OD6MM ID4MM WHITE SILICONE CUFFLESS HYDROPHOBIC HYPOALLERGENIC WIRE REINFORCED REPROCESSIBLE FLEXIBLE IMPROVED FIT INTEGRATED 15MM CONNECTOR MR CONDITIONAL TRACH TIE IMPROVED WEANING CE MARKED STERILE NEONATAL LATEX FREE PORTEX BIVONA | Silicone | BX | 1 | 54.06 | 54.06 | 54.06 | 54.06 | 54.06 | 1 | 324.36 | 6 | Alternative | 78% | Medtronic Minimally Invasive | 45NEF | TUBE TRACHEOSTOMY SIZE 4.5 L36MM OD6.7MM ID4.5MM WHITE POLYVINYLCHLORIDE DEHP FREE CUFFLESS INTEGRATED CONNECTOR TRANSPARENT FLANGE TAPE TIE RECESS PROMOTE AIRFLOW FLEXIBLE MR CONDITIONAL NEONATAL LATEX FREE DISPOSABLE SHILEY | BX |  | 27.08 | 27.08 | 27.08 | 27.08 | 27.08 | 1 | 54.16 | 2 |  |  | X | X | X | X | X | X | X | X | X | X |  | X | X | X | X | PVC
| Tubes Tracheostomy/Laryngectomy | ICU Medical Inc | 60N040 | TUBE TRACHEOSTOMY SIZE 4.0 L36MM OD6MM ID4MM WHITE SILICONE CUFFLESS HYDROPHOBIC HYPOALLERGENIC WIRE REINFORCED REPROCESSIBLE FLEXIBLE IMPROVED FIT INTEGRATED 15MM CONNECTOR MR CONDITIONAL TRACH TIE IMPROVED WEANING CE MARKED STERILE NEONATAL LATEX FREE PORTEX BIVONA | Silicone | BX | 1 | 54.06 | 54.06 | 54.06 | 54.06 | 54.06 | 1 | 324.36 | 6 | Alternative | 78% | Medtronic Minimally Invasive | 40PCF | TUBE TRACHEOSTOMY SIZE 4.0 L41MM OD6MM ID4MM WHITE POLYVINYLCHLORIDE DEHP FREE TAPERGUARD CUFF INTEGRATED CONNECTOR TRANSPARENT FLANGE TAPE TIE RECESS PROMOTE AIRFLOW FLEXIBLE MR CONDITIONAL PEDIATRIC LATEX FREE DISPOSABLE SHILEY | PK |  | 69.1 | 69.1 | 69.1 | 69.1 | 69.1 | 1 | 276.4 | 4 | X | X |  | X | X |  | X | X | X | X | X | X |  | X | X | X | X | PVC
| Tubes Tracheostomy/Laryngectomy | ICU Medical Inc | 60N040 | TUBE TRACHEOSTOMY SIZE 4.0 L36MM OD6MM ID4MM WHITE SILICONE CUFFLESS HYDROPHOBIC HYPOALLERGENIC WIRE REINFORCED REPROCESSIBLE FLEXIBLE IMPROVED FIT INTEGRATED 15MM CONNECTOR MR CONDITIONAL TRACH TIE IMPROVED WEANING CE MARKED STERILE NEONATAL LATEX FREE PORTEX BIVONA | Silicone | BX | 1 | 54.06 | 54.06 | 54.06 | 54.06 | 54.06 | 1 | 324.36 | 6 | Alternative | 78% | Medtronic Minimally Invasive | 45NEFP | TUBE TRACHEOSTOMY SIZE 4.5 L36MM OD6.7MM ID4.5MM WHITE POLYVINYLCHLORIDE DEHP FREE CUFFLESS INTEGRATED CONNECTOR TRANSPARENT FLANGE TAPE TIE RECESS PROMOTE AIRFLOW FLEXIBLE MR CONDITIONAL NEONATAL LATEX FREE DISPOSABLE SHILEY | [12 empty] | X | X | X | X | X | X | X | X | X | X |  | X | X | X | X | PVC
| Tubes Tracheostomy/Laryngectomy | ICU Medical Inc | 60N040 | TUBE TRACHEOSTOMY SIZE 4.0 L36MM OD6MM ID4MM WHITE SILICONE CUFFLESS HYDROPHOBIC HYPOALLERGENIC WIRE REINFORCED REPROCESSIBLE FLEXIBLE IMPROVED FIT INTEGRATED 15MM CONNECTOR MR CONDITIONAL TRACH TIE IMPROVED WEANING CE MARKED STERILE NEONATAL LATEX FREE PORTEX BIVONA | Silicone | BX | 1 | 54.06 | 54.06 | 54.06 | 54.06 | 54.06 | 1 | 324.36 | 6 | Alternative | 76% | Tracoe | 37340 | TUBE TRACHEOSTOMY SIZE 4.0 L41MM OD6MM ID4MM WHITE SILICONE DEHP FREE KINK RESISTANT EXTENDED LENGTH THERMALLY STABLE NECK STRAP RING OBTURATOR MR CONDITIONAL RADIOPAQUE VERY SOFT TUBE TIP STERILE PEDIATRIC LATEX FREE TRACOE Silcosoft | EA | 1 | 204 | 206 | 206 | 212 | 212 | 5 | 35780 | 174 | X | X |  | X | X |  | X | X | X | X | X | X | X |  | X | X |  | Silicone
| Tubes Tracheostomy/Laryngectomy | ICU Medical Inc | 60N040 | TUBE TRACHEOSTOMY SIZE 4.0 L36MM OD6MM ID4MM WHITE SILICONE CUFFLESS HYDROPHOBIC HYPOALLERGENIC WIRE REINFORCED REPROCESSIBLE FLEXIBLE IMPROVED FIT INTEGRATED 15MM CONNECTOR MR CONDITIONAL TRACH TIE IMPROVED WEANING CE MARKED STERILE NEONATAL LATEX FREE PORTEX BIVONA | Silicone | BX | 1 | 54.06 | 54.06 | 54.06 | 54.06 | 54.06 | 1 | 324.36 | 6 | Alternative | 76% | Tracoe | 37240 | TUBE TRACHEOSTOMY SIZE 4.0 L41MM OD6MM ID4MM WHITE SILICONE DEHP FREE WATER CUFF KINK RESISTANT THERMALLY STABLE NECK STRAP RING OBTURATOR MR CONDITIONAL RADIOPAQUE VERY SOFT TUBE TIP STERILE PEDIATRIC LATEX FREE TRACOE Silcosoft | EA | 1 | 183 | 183 | 183 | 194 | 194 | 2 | 6460 | 35 | X | X |  | X | X |  | X | X | X | X | X | X | X |  | X | X |  | Silicone
| Tubes Tracheostomy/Laryngectomy | ICU Medical Inc | 60N040 | TUBE TRACHEOSTOMY SIZE 4.0 L36MM OD6MM ID4MM WHITE SILICONE CUFFLESS HYDROPHOBIC HYPOALLERGENIC WIRE REINFORCED REPROCESSIBLE FLEXIBLE IMPROVED FIT INTEGRATED 15MM CONNECTOR MR CONDITIONAL TRACH TIE IMPROVED WEANING CE MARKED STERILE NEONATAL LATEX FREE PORTEX BIVONA | Silicone | BX | 1 | 54.06 | 54.06 | 54.06 | 54.06 | 54.06 | 1 | 324.36 | 6 | Alternative | 75% | Tracoe | 35540 | TUBE TRACHEOSTOMY SIZE 4.0 L44MM OD5.6MM ID4MM CUFFLESS OBTURATOR INTEGRATED 15MM CONNECTOR NECK STRAP FUNNEL SHAPED INNER DESIGN THIN WALL STERILE PEDIATRIC LATEX FREE TRACOE MINI | EA | 1 | 35.54 | 35.54 | 35.54 | 36 | 36 | 2 | 462.48 | 13 | X |  |  | X | X | X | X | X | X | X | X | X |  |  | X | X | X | Silicone
| Tubes Tracheostomy/Laryngectomy | ICU Medical Inc | 60N040 | TUBE TRACHEOSTOMY SIZE 4.0 L36MM OD6MM ID4MM WHITE SILICONE CUFFLESS HYDROPHOBIC HYPOALLERGENIC WIRE REINFORCED REPROCESSIBLE FLEXIBLE IMPROVED FIT INTEGRATED 15MM CONNECTOR MR CONDITIONAL TRACH TIE IMPROVED WEANING CE MARKED STERILE NEONATAL LATEX FREE PORTEX BIVONA | Silicone | BX | 1 | 54.06 | 54.06 | 54.06 | 54.06 | 54.06 | 1 | 324.36 | 6 | Alternative | 75% | Tracoe | 35530 | TUBE TRACHEOSTOMY SIZE 3.0 L36MM OD4.3MM ID3MM CUFFLESS OBTURATOR INTEGRATED 15MM CONNECTOR NECK STRAP FUNNEL SHAPED INNER DESIGN THIN WALL STERILE PEDIATRIC LATEX FREE TRACOE MINI | EA | 1 | 35.54 | 35.54 | 35.54 | 36 | 36 | 2 | 569.56 | 16 |  |  | X | X | X | X | X | X | X | X | X | X |  |  | X | X | X | Silicone
| Tubes Tracheostomy/Laryngectomy | ICU Medical Inc | 60N040 | TUBE TRACHEOSTOMY SIZE 4.0 L36MM OD6MM ID4MM WHITE SILICONE CUFFLESS HYDROPHOBIC HYPOALLERGENIC WIRE REINFORCED REPROCESSIBLE FLEXIBLE IMPROVED FIT INTEGRATED 15MM CONNECTOR MR CONDITIONAL TRACH TIE IMPROVED WEANING CE MARKED STERILE NEONATAL LATEX FREE PORTEX BIVONA | Silicone | BX | 1 | 54.06 | 54.06 | 54.06 | 54.06 | 54.06 | 1 | 324.36 | 6 | Alternative | 75% | Tracoe | 10104 | TUBE TRACHEOSTOMY SIZE 4.0 L50MM OD5.6MM ID4MM CLEAR POLYMER CUFFLESS NECK STRAP FLEXIBLE MR CONDITIONAL ADULT LATEX FREE TRACOE COMFORT | [10 empty] | X |  |  | X | X | X | X | X | X | X | X | X |  |  | X | X | X | Polymer
| Tubes Tracheostomy/Laryngectomy | ICU Medical Inc | 60N040 | TUBE TRACHEOSTOMY SIZE 4.0 L36MM OD6MM ID4MM WHITE SILICONE CUFFLESS HYDROPHOBIC HYPOALLERGENIC WIRE REINFORCED REPROCESSIBLE FLEXIBLE IMPROVED FIT INTEGRATED 15MM CONNECTOR MR CONDITIONAL TRACH TIE IMPROVED WEANING CE MARKED STERILE NEONATAL LATEX FREE PORTEX BIVONA | Silicone | EA | 1 | 48.69 | 49.15 | 51.49 | 54.07 | 58.07 | 19 | 7372.92 | 139 | Alternative | 95% | Tracoe | 36140 | TUBE TRACHEOSTOMY SIZE 4.0 L36MM OD6MM ID4MM WHITE SILICONE DEHP FREE CUFFLESS KINK RESISTANT EXTENDED LENGTH THERMALLY STABLE NECK STRAP RING OBTURATOR MR CONDITIONAL RADIOPAQUE VERY SOFT TUBE TIP STERILE NEONATAL LATEX FREE TRACOE Silcosoft | EA | 1 | 129 | 129 | 129 | 133 | 133 | 2 | 528 | 4 | X | X | X | X | X | X | X | X | X | X | X | X | X |  | X | X |  | Silicone
| Tubes Tracheostomy/Laryngectomy | ICU Medical Inc | 60N040 | TUBE TRACHEOSTOMY SIZE 4.0 L36MM OD6MM ID4MM WHITE SILICONE CUFFLESS HYDROPHOBIC HYPOALLERGENIC WIRE REINFORCED REPROCESSIBLE FLEXIBLE IMPROVED FIT INTEGRATED 15MM CONNECTOR MR CONDITIONAL TRACH TIE IMPROVED WEANING CE MARKED STERILE NEONATAL LATEX FREE PORTEX BIVONA | Silicone | EA | 1 | 48.69 | 49.15 | 51.49 | 54.07 | 58.07 | 19 | 7372.92 | 139 | Alternative | 95% | Tracoe | 36040 | TUBE TRACHEOSTOMY SIZE 4.0 L36MM OD6MM ID4MM WHITE SILICONE DEHP FREE CUFFLESS KINK RESISTANT THERMALLY STABLE NECK STRAP RING OBTURATOR MR CONDITIONAL RADIOPAQUE VERY SOFT TUBE TIP STERILE NEONATAL LATEX FREE TRACOE Silcosoft | [10 empty] | X | X | X | X | X | X | X | X | X | X | X | X | X |  | X | X |  | Silicone
| Tubes Tracheostomy/Laryngectomy | ICU Medical Inc | 60N040 | TUBE TRACHEOSTOMY SIZE 4.0 L36MM OD6MM ID4MM WHITE SILICONE CUFFLESS HYDROPHOBIC HYPOALLERGENIC WIRE REINFORCED REPROCESSIBLE FLEXIBLE IMPROVED FIT INTEGRATED 15MM CONNECTOR MR CONDITIONAL TRACH TIE IMPROVED WEANING CE MARKED STERILE NEONATAL LATEX FREE PORTEX BIVONA | Silicone | EA | 1 | 48.69 | 49.15 | 51.49 | 54.07 | 58.07 | 19 | 7372.92 | 139 | Alternative | 87% | Medtronic Minimally Invasive | 40PEF | TUBE TRACHEOSTOMY SIZE 4.0 L41MM OD6MM ID4MM WHITE POLYVINYLCHLORIDE DEHP FREE CUFFLESS INTEGRATED CONNECTOR TRANSPARENT FLANGE TAPE TIE RECESS PROMOTE AIRFLOW FLEXIBLE MR CONDITIONAL PEDIATRIC LATEX FREE DISPOSABLE SHILEY | EA | 1 | 36.39 | 44.8 | 45.5 | 46.43 | 55.2 | 114 | 67766.96 | 1465 | X | X |  | X | X | X | X | X | X | X | X | X |  | X | X | X | X | PVC
| Tubes Tracheostomy/Laryngectomy | ICU Medical Inc | 60N040 | TUBE TRACHEOSTOMY SIZE 4.0 L36MM OD6MM ID4MM WHITE SILICONE CUFFLESS HYDROPHOBIC HYPOALLERGENIC WIRE REINFORCED REPROCESSIBLE FLEXIBLE IMPROVED FIT INTEGRATED 15MM CONNECTOR MR CONDITIONAL TRACH TIE IMPROVED WEANING CE MARKED STERILE NEONATAL LATEX FREE PORTEX BIVONA | Silicone | EA | 1 | 48.69 | 49.15 | 51.49 | 54.07 | 58.07 | 19 | 7372.92 | 139 | Alternative | 87% | Medtronic Minimally Invasive | 40NEF | TUBE TRACHEOSTOMY SIZE 4.0 L34MM OD6MM ID4MM WHITE POLYVINYLCHLORIDE DEHP FREE CUFFLESS INTEGRATED CONNECTOR TRANSPARENT FLANGE TAPE TIE RECESS PROMOTE AIRFLOW FLEXIBLE MR CONDITIONAL NEONATAL LATEX FREE DISPOSABLE SHILEY | EA | 1 | 39.91 | 44.8 | 45.95 | 46.78 | 54.63 | 62 | 20900.87 | 451 | X | X |  | X | X | X | X | X | X | X | X | X |  | X | X | X | X | PVC
| Tubes Tracheostomy/Laryngectomy | ICU Medical Inc | 60N040 | TUBE TRACHEOSTOMY SIZE 4.0 L36MM OD6MM ID4MM WHITE SILICONE CUFFLESS HYDROPHOBIC HYPOALLERGENIC WIRE REINFORCED REPROCESSIBLE FLEXIBLE IMPROVED FIT INTEGRATED 15MM CONNECTOR MR CONDITIONAL TRACH TIE IMPROVED WEANING CE MARKED STERILE NEONATAL LATEX FREE PORTEX BIVONA | Silicone | EA | 1 | 48.69 | 49.15 | 51.49 | 54.07 | 58.07 | 19 | 7372.92 | 139 | Alternative | 87% | Medtronic Minimally Invasive | 40NEF | TUBE TRACHEOSTOMY SIZE 4.0 L34MM OD6MM ID4MM WHITE POLYVINYLCHLORIDE DEHP FREE CUFFLESS INTEGRATED CONNECTOR TRANSPARENT FLANGE TAPE TIE RECESS PROMOTE AIRFLOW FLEXIBLE MR CONDITIONAL NEONATAL LATEX FREE DISPOSABLE SHILEY | BX |  | 31.85 | 45.5 | 45.84 | 53.09 | 54.42 | 9 | 1125.0879 | 24 | X | X |  | X | X | X | X | X | X | X | X | X |  | X | X | X | X | PVC
| Tubes Tracheostomy/Laryngectomy | ICU Medical Inc | 60N040 | TUBE TRACHEOSTOMY SIZE 4.0 L36MM OD6MM ID4MM WHITE SILICONE CUFFLESS HYDROPHOBIC HYPOALLERGENIC WIRE REINFORCED REPROCESSIBLE FLEXIBLE IMPROVED FIT INTEGRATED 15MM CONNECTOR MR CONDITIONAL TRACH TIE IMPROVED WEANING CE MARKED STERILE NEONATAL LATEX FREE PORTEX BIVONA | Silicone | EA | 1 | 48.69 | 49.15 | 51.49 | 54.07 | 58.07 | 19 | 7372.92 | 139 | Alternative | 87% | Medtronic Minimally Invasive | 40PEF | TUBE TRACHEOSTOMY SIZE 4.0 L41MM OD6MM ID4MM WHITE POLYVINYLCHLORIDE DEHP FREE CUFFLESS INTEGRATED CONNECTOR TRANSPARENT FLANGE TAPE TIE RECESS PROMOTE AIRFLOW FLEXIBLE MR CONDITIONAL PEDIATRIC LATEX FREE DISPOSABLE SHILEY | BX |  | 40.31 | 42.77 | 45.04 | 45.5 | 46.43 | 8 | 2508.61 | 57 | X | X |  | X | X | X | X | X | X | X | X | X |  | X | X | X | X | PVC
| Tubes Tracheostomy/Laryngectomy | ICU Medical Inc | 60N040 | TUBE TRACHEOSTOMY SIZE 4.0 L36MM OD6MM ID4MM WHITE SILICONE CUFFLESS HYDROPHOBIC HYPOALLERGENIC WIRE REINFORCED REPROCESSIBLE FLEXIBLE IMPROVED FIT INTEGRATED 15MM CONNECTOR MR CONDITIONAL TRACH TIE IMPROVED WEANING CE MARKED STERILE NEONATAL LATEX FREE PORTEX BIVONA | Silicone | EA | 1 | 48.69 | 49.15 | 51.49 | 54.07 | 58.07 | 19 | 7372.92 | 139 | Alternative | 87% | Medtronic Minimally Invasive | 40PEF | TUBE TRACHEOSTOMY SIZE 4.0 L41MM OD6MM ID4MM WHITE POLYVINYLCHLORIDE DEHP FREE CUFFLESS INTEGRATED CONNECTOR TRANSPARENT FLANGE TAPE TIE RECESS PROMOTE AIRFLOW FLEXIBLE MR CONDITIONAL PEDIATRIC LATEX FREE DISPOSABLE SHILEY | CS |  | 45.5 | 45.5 | 45.5 | 45.5 | 45.5 | 1 | 91 | 2 | X | X |  | X | X | X | X | X | X | X | X | X |  | X | X | X | X | PVC
| Tubes Tracheostomy/Laryngectomy | ICU Medical Inc | 60N040 | TUBE TRACHEOSTOMY SIZE 4.0 L36MM OD6MM ID4MM WHITE SILICONE CUFFLESS HYDROPHOBIC HYPOALLERGENIC WIRE REINFORCED REPROCESSIBLE FLEXIBLE IMPROVED FIT INTEGRATED 15MM CONNECTOR MR CONDITIONAL TRACH TIE IMPROVED WEANING CE MARKED STERILE NEONATAL LATEX FREE PORTEX BIVONA | Silicone | EA | 1 | 48.69 | 49.15 | 51.49 | 54.07 | 58.07 | 19 | 7372.92 | 139 | Alternative | 87% | Medtronic Minimally Invasive | 40NEFP | TUBE TRACHEOSTOMY SIZE 4.0 L34MM OD6MM ID4MM WHITE POLYVINYLCHLORIDE DEHP FREE CUFFLESS INTEGRATED CONNECTOR TRANSPARENT FLANGE TAPE TIE RECESS PROMOTE AIRFLOW FLEXIBLE MR CONDITIONAL NEONATAL LATEX FREE DISPOSABLE SHILEY | [10 empty] | X | X |  | X | X | X | X | X | X | X | X | X |  | X | X | X | X | PVC
| Tubes Tracheostomy/Laryngectomy | ICU Medical Inc | 60N040 | TUBE TRACHEOSTOMY SIZE 4.0 L36MM OD6MM ID4MM WHITE SILICONE CUFFLESS HYDROPHOBIC HYPOALLERGENIC WIRE REINFORCED REPROCESSIBLE FLEXIBLE IMPROVED FIT INTEGRATED 15MM CONNECTOR MR CONDITIONAL TRACH TIE IMPROVED WEANING CE MARKED STERILE NEONATAL LATEX FREE PORTEX BIVONA | Silicone | EA | 1 | 48.69 | 49.15 | 51.49 | 54.07 | 58.07 | 19 | 7372.92 | 139 | Alternative | 87% | Medtronic Minimally Invasive | 40PEFP | TUBE TRACHEOSTOMY SIZE 4.0 L41MM OD6MM ID4MM WHITE POLYVINYLCHLORIDE DEHP FREE CUFFLESS INTEGRATED CONNECTOR TRANSPARENT FLANGE TAPE TIE RECESS PROMOTE AIRFLOW FLEXIBLE MR CONDITIONAL PEDIATRIC LATEX FREE DISPOSABLE SHILEY | [10 empty] | X | X |  | X | X | X | X | X | X | X | X | X |  | X | X | X | X | PVC
| Tubes Tracheostomy/Laryngectomy | ICU Medical Inc | 60N040 | TUBE TRACHEOSTOMY SIZE 4.0 L36MM OD6MM ID4MM WHITE SILICONE CUFFLESS HYDROPHOBIC HYPOALLERGENIC WIRE REINFORCED REPROCESSIBLE FLEXIBLE IMPROVED FIT INTEGRATED 15MM CONNECTOR MR CONDITIONAL TRACH TIE IMPROVED WEANING CE MARKED STERILE NEONATAL LATEX FREE PORTEX BIVONA | Silicone | EA | 1 | 48.69 | 49.15 | 51.49 | 54.07 | 58.07 | 19 | 7372.92 | 139 | Alternative | 85% | Tracoe | 37040 | TUBE TRACHEOSTOMY SIZE 4.0 L41MM OD6MM ID4MM WHITE SILICONE DEHP FREE CUFFLESS KINK RESISTANT THERMALLY STABLE NECK STRAP RING OBTURATOR MR CONDITIONAL RADIOPAQUE VERY SOFT TUBE TIP STERILE PEDIATRIC LATEX FREE TRACOE Silcosoft | EA | 1 | 63 | 63 | 63 | 68 | 68 | 4 | 3661 | 57 | X | X |  | X | X | X | X | X | X | X | X | X | X |  | X | X |  | Silicone
| Tubes Tracheostomy/Laryngectomy | ICU Medical Inc | 60N040 | TUBE TRACHEOSTOMY SIZE 4.0 L36MM OD6MM ID4MM WHITE SILICONE CUFFLESS HYDROPHOBIC HYPOALLERGENIC WIRE REINFORCED REPROCESSIBLE FLEXIBLE IMPROVED FIT INTEGRATED 15MM CONNECTOR MR CONDITIONAL TRACH TIE IMPROVED WEANING CE MARKED STERILE NEONATAL LATEX FREE PORTEX BIVONA | Silicone | EA | 1 | 48.69 | 49.15 | 51.49 | 54.07 | 58.07 | 19 | 7372.92 | 139 | Alternative | 85% | Tracoe | 36340 | TUBE TRACHEOSTOMY SIZE 4.0 L36MM OD6MM ID4MM WHITE SILICONE DEHP FREE KINK RESISTANT EXTENDED LENGTH THERMALLY STABLE NECK STRAP RING OBTURATOR MR CONDITIONAL RADIOPAQUE VERY SOFT TUBE TIP STERILE NEONATAL LATEX FREE TRACOE Silcosoft | EA | 1 | 204 | 204 | 206 | 212 | 212 | 4 | 19200 | 93 | X | X | X | X | X |  | X | X | X | X | X | X | X |  | X | X |  | Silicone
| Tubes Tracheostomy/Laryngectomy | ICU Medical Inc | 60N040 | TUBE TRACHEOSTOMY SIZE 4.0 L36MM OD6MM ID4MM WHITE SILICONE CUFFLESS HYDROPHOBIC HYPOALLERGENIC WIRE REINFORCED REPROCESSIBLE FLEXIBLE IMPROVED FIT INTEGRATED 15MM CONNECTOR MR CONDITIONAL TRACH TIE IMPROVED WEANING CE MARKED STERILE NEONATAL LATEX FREE PORTEX BIVONA | Silicone | EA | 1 | 48.69 | 49.15 | 51.49 | 54.07 | 58.07 | 19 | 7372.92 | 139 | Alternative | 85% | Tracoe | 37140 | TUBE TRACHEOSTOMY SIZE 4.0 L41MM OD6MM ID4MM WHITE SILICONE DEHP FREE CUFFLESS KINK RESISTANT EXTENDED LENGTH THERMALLY STABLE NECK STRAP RING OBTURATOR MR CONDITIONAL RADIOPAQUE VERY SOFT TUBE TIP STERILE PEDIATRIC LATEX FREE TRACOE Silcosoft | EA | 1 | 68 | 68 | 91 | 91 | 91 | 3 | 5686 | 64 | X | X |  | X | X | X | X | X | X | X | X | X | X |  | X | X |  | Silicone
| Tubes Tracheostomy/Laryngectomy | ICU Medical Inc | 60N040 | TUBE TRACHEOSTOMY SIZE 4.0 L36MM OD6MM ID4MM WHITE SILICONE CUFFLESS HYDROPHOBIC HYPOALLERGENIC WIRE REINFORCED REPROCESSIBLE FLEXIBLE IMPROVED FIT INTEGRATED 15MM CONNECTOR MR CONDITIONAL TRACH TIE IMPROVED WEANING CE MARKED STERILE NEONATAL LATEX FREE PORTEX BIVONA | Silicone | EA | 1 | 48.69 | 49.15 | 51.49 | 54.07 | 58.07 | 19 | 7372.92 | 139 | Alternative | 85% | Tracoe | 36240 | TUBE TRACHEOSTOMY SIZE 4.0 L36MM OD6MM ID4MM WHITE SILICONE DEHP FREE WATER CUFF KINK RESISTANT THERMALLY STABLE NECK STRAP RING OBTURATOR MR CONDITIONAL RADIOPAQUE VERY SOFT TUBE TIP STERILE NEONATAL LATEX FREE TRACOE Silcosoft | EA | 1 | 183.85 | 183.85 | 183.85 | 194 | 194 | 2 | 1899.4 | 10 | X | X | X | X | X |  | X | X | X | X | X | X | X |  | X | X |  | Silicone
| Tubes Tracheostomy/Laryngectomy | ICU Medical Inc | 60N040 | TUBE TRACHEOSTOMY SIZE 4.0 L36MM OD6MM ID4MM WHITE SILICONE CUFFLESS HYDROPHOBIC HYPOALLERGENIC WIRE REINFORCED REPROCESSIBLE FLEXIBLE IMPROVED FIT INTEGRATED 15MM CONNECTOR MR CONDITIONAL TRACH TIE IMPROVED WEANING CE MARKED STERILE NEONATAL LATEX FREE PORTEX BIVONA | Silicone | EA | 1 | 48.69 | 49.15 | 51.49 | 54.07 | 58.07 | 19 | 7372.92 | 139 | Alternative | 84% | Tracoe | 35040 | TUBE TRACHEOSTOMY SIZE 4.0 L36MM OD5.6MM ID4MM CUFFLESS OBTURATOR INTEGRATED 15MM CONNECTOR NECK STRAP FUNNEL SHAPED INNER DESIGN THIN WALL STERILE NEONATAL LATEX FREE TRACOE MINI | EA | 1 | 35.54 | 35.54 | 35.54 | 36 | 36 | 2 | 355.86 | 10 | X |  | X | X | X | X | X | X | X | X | X | X |  |  | X | X | X | Silicone
| Tubes Tracheostomy/Laryngectomy | ICU Medical Inc | 60N040 | TUBE TRACHEOSTOMY SIZE 4.0 L36MM OD6MM ID4MM WHITE SILICONE CUFFLESS HYDROPHOBIC HYPOALLERGENIC WIRE REINFORCED REPROCESSIBLE FLEXIBLE IMPROVED FIT INTEGRATED 15MM CONNECTOR MR CONDITIONAL TRACH TIE IMPROVED WEANING CE MARKED STERILE NEONATAL LATEX FREE PORTEX BIVONA | Silicone | EA | 1 | 48.69 | 49.15 | 51.49 | 54.07 | 58.07 | 19 | 7372.92 | 139 | Alternative | 78% | Medtronic Minimally Invasive | 40PCF | TUBE TRACHEOSTOMY SIZE 4.0 L41MM OD6MM ID4MM WHITE POLYVINYLCHLORIDE DEHP FREE TAPERGUARD CUFF INTEGRATED CONNECTOR TRANSPARENT FLANGE TAPE TIE RECESS PROMOTE AIRFLOW FLEXIBLE MR CONDITIONAL PEDIATRIC LATEX FREE DISPOSABLE SHILEY | EA | 1 | 45.5 | 58.67 | 60.43 | 65 | 73.84 | 61 | 31732.5998 | 514 | X | X |  | X | X |  | X | X | X | X | X | X |  | X | X | X | X | PVC
| Tubes Tracheostomy/Laryngectomy | ICU Medical Inc | 60N040 | TUBE TRACHEOSTOMY SIZE 4.0 L36MM OD6MM ID4MM WHITE SILICONE CUFFLESS HYDROPHOBIC HYPOALLERGENIC WIRE REINFORCED REPROCESSIBLE FLEXIBLE IMPROVED FIT INTEGRATED 15MM CONNECTOR MR CONDITIONAL TRACH TIE IMPROVED WEANING CE MARKED STERILE NEONATAL LATEX FREE PORTEX BIVONA | Silicone | EA | 1 | 48.69 | 49.15 | 51.49 | 54.07 | 58.07 | 19 | 7372.92 | 139 | Alternative | 78% | Medtronic Minimally Invasive | 45NEF | TUBE TRACHEOSTOMY SIZE 4.5 L36MM OD6.7MM ID4.5MM WHITE POLYVINYLCHLORIDE DEHP FREE CUFFLESS INTEGRATED CONNECTOR TRANSPARENT FLANGE TAPE TIE RECESS PROMOTE AIRFLOW FLEXIBLE MR CONDITIONAL NEONATAL LATEX FREE DISPOSABLE SHILEY | EA | 1 | 39.91 | 44.8 | 45.96 | 46.64 | 57.02 | 33 | 19207.36 | 410 |  |  | X | X | X | X | X | X | X | X | X | X |  | X | X | X | X | PVC
| Tubes Tracheostomy/Laryngectomy | ICU Medical Inc | 60N040 | TUBE TRACHEOSTOMY SIZE 4.0 L36MM OD6MM ID4MM WHITE SILICONE CUFFLESS HYDROPHOBIC HYPOALLERGENIC WIRE REINFORCED REPROCESSIBLE FLEXIBLE IMPROVED FIT INTEGRATED 15MM CONNECTOR MR CONDITIONAL TRACH TIE IMPROVED WEANING CE MARKED STERILE NEONATAL LATEX FREE PORTEX BIVONA | Silicone | EA | 1 | 48.69 | 49.15 | 51.49 | 54.07 | 58.07 | 19 | 7372.92 | 139 | Alternative | 78% | Medtronic Minimally Invasive | 40NCF | TUBE TRACHEOSTOMY SIZE 4.0 L34MM OD6MM ID4MM WHITE POLYVINYLCHLORIDE DEHP FREE TAPERGUARD CUFF INTEGRATED CONNECTOR TRANSPARENT FLANGE TAPE TIE RECESS PROMOTE AIRFLOW FLEXIBLE MR CONDITIONAL NEONATAL LATEX FREE DISPOSABLE SHILEY | EA | 1 | 45.8967 | 58.67 | 58.67 | 65 | 69.03 | 5 | 1764.4401 | 28 | X | X |  | X | X |  | X | X | X | X | X | X |  | X | X | X | X | PVC
| Tubes Tracheostomy/Laryngectomy | ICU Medical Inc | 60N040 | TUBE TRACHEOSTOMY SIZE 4.0 L36MM OD6MM ID4MM WHITE SILICONE CUFFLESS HYDROPHOBIC HYPOALLERGENIC WIRE REINFORCED REPROCESSIBLE FLEXIBLE IMPROVED FIT INTEGRATED 15MM CONNECTOR MR CONDITIONAL TRACH TIE IMPROVED WEANING CE MARKED STERILE NEONATAL LATEX FREE PORTEX BIVONA | Silicone | EA | 1 | 48.69 | 49.15 | 51.49 | 54.07 | 58.07 | 19 | 7372.92 | 139 | Alternative | 78% | Medtronic Minimally Invasive | 40PCF | TUBE TRACHEOSTOMY SIZE 4.0 L41MM OD6MM ID4MM WHITE POLYVINYLCHLORIDE DEHP FREE TAPERGUARD CUFF INTEGRATED CONNECTOR TRANSPARENT FLANGE TAPE TIE RECESS PROMOTE AIRFLOW FLEXIBLE MR CONDITIONAL PEDIATRIC LATEX FREE DISPOSABLE SHILEY | BX |  | 39.02 | 39.02 | 39.02 | 65 | 65 | 2 | 273.04 | 5 | X | X |  | X | X |  | X | X | X | X | X | X |  | X | X | X | X | PVC
| Tubes Tracheostomy/Laryngectomy | ICU Medical Inc | 60N040 | TUBE TRACHEOSTOMY SIZE 4.0 L36MM OD6MM ID4MM WHITE SILICONE CUFFLESS HYDROPHOBIC HYPOALLERGENIC WIRE REINFORCED REPROCESSIBLE FLEXIBLE IMPROVED FIT INTEGRATED 15MM CONNECTOR MR CONDITIONAL TRACH TIE IMPROVED WEANING CE MARKED STERILE NEONATAL LATEX FREE PORTEX BIVONA | Silicone | EA | 1 | 48.69 | 49.15 | 51.49 | 54.07 | 58.07 | 19 | 7372.92 | 139 | Alternative | 78% | Medtronic Minimally Invasive | 40PCF | TUBE TRACHEOSTOMY SIZE 4.0 L41MM OD6MM ID4MM WHITE POLYVINYLCHLORIDE DEHP FREE TAPERGUARD CUFF INTEGRATED CONNECTOR TRANSPARENT FLANGE TAPE TIE RECESS PROMOTE AIRFLOW FLEXIBLE MR CONDITIONAL PEDIATRIC LATEX FREE DISPOSABLE SHILEY | PK |  | 69.1 | 69.1 | 69.1 | 69.1 | 69.1 | 1 | 276.4 | 4 | X | X |  | X | X |  | X | X | X | X | X | X |  | X | X | X | X | PVC
| Tubes Tracheostomy/Laryngectomy | ICU Medical Inc | 60N040 | TUBE TRACHEOSTOMY SIZE 4.0 L36MM OD6MM ID4MM WHITE SILICONE CUFFLESS HYDROPHOBIC HYPOALLERGENIC WIRE REINFORCED REPROCESSIBLE FLEXIBLE IMPROVED FIT INTEGRATED 15MM CONNECTOR MR CONDITIONAL TRACH TIE IMPROVED WEANING CE MARKED STERILE NEONATAL LATEX FREE PORTEX BIVONA | Silicone | EA | 1 | 48.69 | 49.15 | 51.49 | 54.07 | 58.07 | 19 | 7372.92 | 139 | Alternative | 78% | Medtronic Minimally Invasive | 45NEF | TUBE TRACHEOSTOMY SIZE 4.5 L36MM OD6.7MM ID4.5MM WHITE POLYVINYLCHLORIDE DEHP FREE CUFFLESS INTEGRATED CONNECTOR TRANSPARENT FLANGE TAPE TIE RECESS PROMOTE AIRFLOW FLEXIBLE MR CONDITIONAL NEONATAL LATEX FREE DISPOSABLE SHILEY | BX |  | 27.08 | 27.08 | 27.08 | 27.08 | 27.08 | 1 | 54.16 | 2 |  |  | X | X | X | X | X | X | X | X | X | X |  | X | X | X | X | PVC
| Tubes Tracheostomy/Laryngectomy | ICU Medical Inc | 60N040 | TUBE TRACHEOSTOMY SIZE 4.0 L36MM OD6MM ID4MM WHITE SILICONE CUFFLESS HYDROPHOBIC HYPOALLERGENIC WIRE REINFORCED REPROCESSIBLE FLEXIBLE IMPROVED FIT INTEGRATED 15MM CONNECTOR MR CONDITIONAL TRACH TIE IMPROVED WEANING CE MARKED STERILE NEONATAL LATEX FREE PORTEX BIVONA | Silicone | EA | 1 | 48.69 | 49.15 | 51.49 | 54.07 | 58.07 | 19 | 7372.92 | 139 | Alternative | 78% | Medtronic Minimally Invasive | 45NEFP | TUBE TRACHEOSTOMY SIZE 4.5 L36MM OD6.7MM ID4.5MM WHITE POLYVINYLCHLORIDE DEHP FREE CUFFLESS INTEGRATED CONNECTOR TRANSPARENT FLANGE TAPE TIE RECESS PROMOTE AIRFLOW FLEXIBLE MR CONDITIONAL NEONATAL LATEX FREE DISPOSABLE SHILEY | [12 empty] | X | X | X | X | X | X | X | X | X | X |  | X | X | X | X | PVC
| Tubes Tracheostomy/Laryngectomy | ICU Medical Inc | 60N040 | TUBE TRACHEOSTOMY SIZE 4.0 L36MM OD6MM ID4MM WHITE SILICONE CUFFLESS HYDROPHOBIC HYPOALLERGENIC WIRE REINFORCED REPROCESSIBLE FLEXIBLE IMPROVED FIT INTEGRATED 15MM CONNECTOR MR CONDITIONAL TRACH TIE IMPROVED WEANING CE MARKED STERILE NEONATAL LATEX FREE PORTEX BIVONA | Silicone | EA | 1 | 48.69 | 49.15 | 51.49 | 54.07 | 58.07 | 19 | 7372.92 | 139 | Alternative | 76% | Tracoe | 37340 | TUBE TRACHEOSTOMY SIZE 4.0 L41MM OD6MM ID4MM WHITE SILICONE DEHP FREE KINK RESISTANT EXTENDED LENGTH THERMALLY STABLE NECK STRAP RING OBTURATOR MR CONDITIONAL RADIOPAQUE VERY SOFT TUBE TIP STERILE PEDIATRIC LATEX FREE TRACOE Silcosoft | EA | 1 | 204 | 206 | 206 | 212 | 212 | 5 | 35780 | 174 | X | X |  | X | X |  | X | X | X | X | X | X | X |  | X | X |  | Silicone
| Tubes Tracheostomy/Laryngectomy | ICU Medical Inc | 60N040 | TUBE TRACHEOSTOMY SIZE 4.0 L36MM OD6MM ID4MM WHITE SILICONE CUFFLESS HYDROPHOBIC HYPOALLERGENIC WIRE REINFORCED REPROCESSIBLE FLEXIBLE IMPROVED FIT INTEGRATED 15MM CONNECTOR MR CONDITIONAL TRACH TIE IMPROVED WEANING CE MARKED STERILE NEONATAL LATEX FREE PORTEX BIVONA | Silicone | EA | 1 | 48.69 | 49.15 | 51.49 | 54.07 | 58.07 | 19 | 7372.92 | 139 | Alternative | 76% | Tracoe | 37240 | TUBE TRACHEOSTOMY SIZE 4.0 L41MM OD6MM ID4MM WHITE SILICONE DEHP FREE WATER CUFF KINK RESISTANT THERMALLY STABLE NECK STRAP RING OBTURATOR MR CONDITIONAL RADIOPAQUE VERY SOFT TUBE TIP STERILE PEDIATRIC LATEX FREE TRACOE Silcosoft | EA | 1 | 183 | 183 | 183 | 194 | 194 | 2 | 6460 | 35 | X | X |  | X | X |  | X | X | X | X | X | X | X |  | X | X |  | Silicone
| Tubes Tracheostomy/Laryngectomy | ICU Medical Inc | 60N040 | TUBE TRACHEOSTOMY SIZE 4.0 L36MM OD6MM ID4MM WHITE SILICONE CUFFLESS HYDROPHOBIC HYPOALLERGENIC WIRE REINFORCED REPROCESSIBLE FLEXIBLE IMPROVED FIT INTEGRATED 15MM CONNECTOR MR CONDITIONAL TRACH TIE IMPROVED WEANING CE MARKED STERILE NEONATAL LATEX FREE PORTEX BIVONA | Silicone | EA | 1 | 48.69 | 49.15 | 51.49 | 54.07 | 58.07 | 19 | 7372.92 | 139 | Alternative | 75% | Tracoe | 35540 | TUBE TRACHEOSTOMY SIZE 4.0 L44MM OD5.6MM ID4MM CUFFLESS OBTURATOR INTEGRATED 15MM CONNECTOR NECK STRAP FUNNEL SHAPED INNER DESIGN THIN WALL STERILE PEDIATRIC LATEX FREE TRACOE MINI | EA | 1 | 35.54 | 35.54 | 35.54 | 36 | 36 | 2 | 462.48 | 13 | X |  |  | X | X | X | X | X | X | X | X | X |  |  | X | X | X | Silicone
| Tubes Tracheostomy/Laryngectomy | ICU Medical Inc | 60N040 | TUBE TRACHEOSTOMY SIZE 4.0 L36MM OD6MM ID4MM WHITE SILICONE CUFFLESS HYDROPHOBIC HYPOALLERGENIC WIRE REINFORCED REPROCESSIBLE FLEXIBLE IMPROVED FIT INTEGRATED 15MM CONNECTOR MR CONDITIONAL TRACH TIE IMPROVED WEANING CE MARKED STERILE NEONATAL LATEX FREE PORTEX BIVONA | Silicone | EA | 1 | 48.69 | 49.15 | 51.49 | 54.07 | 58.07 | 19 | 7372.92 | 139 | Alternative | 75% | Tracoe | 35530 | TUBE TRACHEOSTOMY SIZE 3.0 L36MM OD4.3MM ID3MM CUFFLESS OBTURATOR INTEGRATED 15MM CONNECTOR NECK STRAP FUNNEL SHAPED INNER DESIGN THIN WALL STERILE PEDIATRIC LATEX FREE TRACOE MINI | EA | 1 | 35.54 | 35.54 | 35.54 | 36 | 36 | 2 | 569.56 | 16 |  |  | X | X | X | X | X | X | X | X | X | X |  |  | X | X | X | Silicone
| Tubes Tracheostomy/Laryngectomy | ICU Medical Inc | 60N040 | TUBE TRACHEOSTOMY SIZE 4.0 L36MM OD6MM ID4MM WHITE SILICONE CUFFLESS HYDROPHOBIC HYPOALLERGENIC WIRE REINFORCED REPROCESSIBLE FLEXIBLE IMPROVED FIT INTEGRATED 15MM CONNECTOR MR CONDITIONAL TRACH TIE IMPROVED WEANING CE MARKED STERILE NEONATAL LATEX FREE PORTEX BIVONA | Silicone | EA | 1 | 48.69 | 49.15 | 51.49 | 54.07 | 58.07 | 19 | 7372.92 | 139 | Alternative | 75% | Tracoe | 10104 | TUBE TRACHEOSTOMY SIZE 4.0 L50MM OD5.6MM ID4MM CLEAR POLYMER CUFFLESS NECK STRAP FLEXIBLE MR CONDITIONAL ADULT LATEX FREE TRACOE COMFORT | [10 empty] | X |  |  | X | X | X | X | X | X | X | X | X |  |  | X | X | X | Polymer
| Tubes Tracheostomy/Laryngectomy | ICU Medical Inc | 60PFPS40 | TUBE TRACHEOSTOMY SIZE 4.0 L44MM OD6MM ID4MM WHITE SILICONE CUFFLESS EXTENDED LENGTH STRAIGHT FLANGE KINK RESISTANT FLEXIBLE MR CONDITIONAL CE MARKED STERILE PEDIATRIC LATEX FREE PORTEX BIVONA FLEXTEND | Silicone | EA | 1 | 104.05 | 135.79 | 143.59 | 147.31 | 157.98 | 17 | 15011.38 | 106 | No match
| Tubes Tracheostomy/Laryngectomy | ICU Medical Inc | 60PFPS45 | TUBE TRACHEOSTOMY SIZE 4.5 L48MM OD6.7MM ID4.5MM WHITE SILICONE CUFFLESS EXTENDED LENGTH STRAIGHT FLANGE KINK RESISTANT FLEXIBLE MR CONDITIONAL CE MARKED STERILE PEDIATRIC LATEX FREE PORTEX BIVONA FLEXTEND | Silicone | EA | 1 | 135.78 | 135.79 | 141.41 | 143.59 | 150.4 | 10 | 11495.29 | 82 | No match
| Tubes Tracheostomy/Laryngectomy | ICU Medical Inc | 60PFPS50 | TUBE TRACHEOSTOMY SIZE 5.0 L50MM OD7.3MM ID5MM WHITE SILICONE CUFFLESS EXTENDED LENGTH STRAIGHT FLANGE KINK RESISTANT FLEXIBLE MR CONDITIONAL CE MARKED STERILE PEDIATRIC LATEX FREE PORTEX BIVONA FLEXTEND | Silicone | EA | 1 | 135.78 | 135.78 | 139.99 | 143.59 | 150.4 | 5 | 4401.84 | 31 | No match
| Tubes Tracheostomy/Laryngectomy | ICU Medical Inc | 60PFPS55 | TUBE TRACHEOSTOMY SIZE 5.5 L52MM OD8MM ID5.5MM WHITE SILICONE CUFFLESS EXTENDED LENGTH STRAIGHT FLANGE KINK RESISTANT FLEXIBLE MR CONDITIONAL CE MARKED STERILE PEDIATRIC LATEX FREE PORTEX BIVONA FLEXTEND | Silicone | EA | 1 | 135.78 | 135.79 | 139.99 | 143.59 | 153.45 | 5 | 3046.88 | 21 | No match
| Tubes Tracheostomy/Laryngectomy | ICU Medical Inc | 60PFPS60 | TUBE TRACHEOSTOMY SIZE 6.0 L56MM OD8.7MM ID6MM WHITE SILICONE CUFFLESS EXTENDED LENGTH STRAIGHT FLANGE KINK RESISTANT FLEXIBLE MR CONDITIONAL CE MARKED STERILE PEDIATRIC LATEX FREE PORTEX BIVONA FLEXTEND | Silicone | EA | 1 | 135.78 | 137.78 | 150.4 | 150.4 | 157.98 | 5 | 3718.72 | 25 | No match
| Tubes Tracheostomy/Laryngectomy | ICU Medical Inc | 60PFP40 | TUBE TRACHEOSTOMY SIZE 4.0 L44MM OD6MM ID4MM WHITE SILICONE CUFFLESS EXTENDED LENGTH V FLANGE KINK RESISTANT FLEXIBLE MR CONDITIONAL CE MARKED STERILE PEDIATRIC LATEX FREE PORTEX BIVONA FLEXTEND | Silicone | EA | 1 | 140.37 | 140.37 | 147.69 | 149.29 | 195.3 | 4 | 5667.21 | 34 | No match
| Tubes Tracheostomy/Laryngectomy | ICU Medical Inc | 60PFP45 | TUBE TRACHEOSTOMY SIZE 4.5 L48MM OD6.7MM ID4.5MM WHITE SILICONE CUFFLESS EXTENDED LENGTH V FLANGE KINK RESISTANT FLEXIBLE MR CONDITIONAL CE MARKED STERILE PEDIATRIC LATEX FREE PORTEX BIVONA FLEXTEND | Silicone | EA | 1 | 140.37 | 140.37 | 147.69 | 153.38 | 153.38 | 3 | 3105.55 | 21 | No match
| Tubes Tracheostomy/Laryngectomy | ICU Medical Inc | 60PFP50 | TUBE TRACHEOSTOMY SIZE 5.0 L50MM OD7.3MM ID5MM WHITE SILICONE CUFFLESS EXTENDED LENGTH V FLANGE KINK RESISTANT FLEXIBLE MR CONDITIONAL CE MARKED STERILE PEDIATRIC LATEX FREE PORTEX BIVONA FLEXTEND | Silicone | EA | 1 | 132.74 | 140.37 | 140.37 | 151.92 | 163.19 | 9 | 7898.38 | 54 | No match
| Tubes Tracheostomy/Laryngectomy | ICU Medical Inc | 60PFP55 | TUBE TRACHEOSTOMY SIZE 5.5 L52MM OD8MM ID5.5MM WHITE SILICONE CUFFLESS EXTENDED LENGTH V FLANGE KINK RESISTANT FLEXIBLE MR CONDITIONAL CE MARKED STERILE PEDIATRIC LATEX FREE PORTEX BIVONA FLEXTEND | Silicone | EA | 1 | 132.74 | 132.74 | 140.37 | 159.06 | 159.06 | 3 | 1758.43 | 12 | No match
| Tubes Tracheostomy/Laryngectomy | ICU Medical Inc | 60PFP60 | TUBE TRACHEOSTOMY SIZE 6.0 L56MM OD8.7MM ID6MM WHITE SILICONE CUFFLESS EXTENDED LENGTH V FLANGE KINK RESISTANT FLEXIBLE MR CONDITIONAL CE MARKED STERILE PEDIATRIC LATEX FREE PORTEX BIVONA FLEXTEND | Silicone | EA | 1 | 140.37 | 140.37 | 140.37 | 152.25 | 152.25 | 2 | 1182.35 | 8 | No match
| Tubes Tracheostomy/Laryngectomy | ICU Medical Inc | 60PFSS25 | TUBE TRACHEOSTOMY SIZE 2.5 L38MM OD4MM ID2.5MM WHITE SILICONE CUFFLESS EXTENDED LENGTH STRAIGHT FLANGE KINK RESISTANT FLEXIBLE MR CONDITIONAL CE MARKED STERILE PEDIATRIC LATEX FREE PORTEX BIVONA FLEXTEND | Silicone | EA | 1 | 77.27 | 77.27 | 77.27 | 81.79 | 88.98 | 12 | 4222.89 | 53 | No match
| Tubes Tracheostomy/Laryngectomy | ICU Medical Inc | 60PFSS30 | TUBE TRACHEOSTOMY SIZE 3.0 L39MM OD4.7MM ID3MM WHITE SILICONE CUFFLESS EXTENDED LENGTH STRAIGHT FLANGE KINK RESISTANT FLEXIBLE MR CONDITIONAL CE MARKED STERILE PEDIATRIC LATEX FREE PORTEX BIVONA FLEXTEND | Silicone | EA | 1 | 73.59 | 77.27 | 80.04 | 81.8 | 87.59 | 33 | 50075.64 | 642 | No match
| Tubes Tracheostomy/Laryngectomy | ICU Medical Inc | 60PFSS35 | TUBE TRACHEOSTOMY SIZE 3.5 L40MM OD5.3MM ID3.5MM WHITE SILICONE CUFFLESS EXTENDED LENGTH STRAIGHT FLANGE KINK RESISTANT FLEXIBLE MR CONDITIONAL CE MARKED STERILE PEDIATRIC LATEX FREE PORTEX BIVONA FLEXTEND | Silicone | BX | 1 | 81.8 | 81.8 | 81.8 | 81.8 | 81.8 | 1 | 1128.35 | 14 | No match
| Tubes Tracheostomy/Laryngectomy | ICU Medical Inc | 60PFSS35 | TUBE TRACHEOSTOMY SIZE 3.5 L40MM OD5.3MM ID3.5MM WHITE SILICONE CUFFLESS EXTENDED LENGTH STRAIGHT FLANGE KINK RESISTANT FLEXIBLE MR CONDITIONAL CE MARKED STERILE PEDIATRIC LATEX FREE PORTEX BIVONA FLEXTEND | Silicone | EA | 1 | 73.59 | 77.27 | 80.04 | 81.8 | 106.58 | 51 | 102896.58 | 1322 | No match
| Tubes Tracheostomy/Laryngectomy | ICU Medical Inc | 60PFSS40 | TUBE TRACHEOSTOMY SIZE 4.0 L41MM OD6MM ID4MM WHITE SILICONE CUFFLESS EXTENDED LENGTH STRAIGHT FLANGE KINK RESISTANT FLEXIBLE MR CONDITIONAL CE MARKED STERILE PEDIATRIC LATEX FREE PORTEX BIVONA FLEXTEND | Silicone | EA | 1 | 73.59 | 77.27 | 79.65 | 81.79 | 87.59 | 47 | 112831.16 | 1464 | No match
| Tubes Tracheostomy/Laryngectomy | ICU Medical Inc | 60PFSS45 | TUBE TRACHEOSTOMY SIZE 4.5 L42MM OD6.7MM ID4.5MM WHITE SILICONE CUFFLESS EXTENDED LENGTH STRAIGHT FLANGE KINK RESISTANT FLEXIBLE MR CONDITIONAL CE MARKED STERILE PEDIATRIC LATEX FREE PORTEX BIVONA FLEXTEND | Silicone | EA | 1 | 73.59 | 77.27 | 79.65 | 83.21 | 88.98 | 33 | 44997.31 | 578 | No match
| Tubes Tracheostomy/Laryngectomy | ICU Medical Inc | 60PFSS50 | TUBE TRACHEOSTOMY SIZE 5.0 L44MM OD7.3MM ID5MM WHITE SILICONE CUFFLESS EXTENDED LENGTH STRAIGHT FLANGE KINK RESISTANT FLEXIBLE MR CONDITIONAL CE MARKED STERILE PEDIATRIC LATEX FREE PORTEX BIVONA FLEXTEND | Silicone | EA | 1 | 73.59 | 77.27 | 80.52 | 83.21 | 88.98 | 27 | 22281.46 | 281 | No match
| Tubes Tracheostomy/Laryngectomy | ICU Medical Inc | 60PFSS55 | TUBE TRACHEOSTOMY SIZE 5.5 L46MM OD8MM ID5.5MM WHITE SILICONE CUFFLESS EXTENDED LENGTH STRAIGHT FLANGE KINK RESISTANT FLEXIBLE MR CONDITIONAL CE MARKED STERILE PEDIATRIC LATEX FREE PORTEX BIVONA FLEXTEND | Silicone | EA | 1 | 73.59 | 77.27 | 78.48 | 83.21 | 86.39 | 19 | 15116.5 | 193 | No match
| Tubes Tracheostomy/Laryngectomy | ICU Medical Inc | 60PFS25 | TUBE TRACHEOSTOMY SIZE 2.5 L38MM OD4MM ID2.5MM WHITE SILICONE CUFFLESS EXTENDED LENGTH V FLANGE KINK RESISTANT FLEXIBLE MR CONDITIONAL CE MARKED STERILE PEDIATRIC LATEX FREE PORTEX BIVONA FLEXTEND | Silicone | EA | 1 | 73.76 | 73.76 | 74.29 | 80.06 | 82.74 | 8 | 4405.14 | 58 | No match
| Tubes Tracheostomy/Laryngectomy | ICU Medical Inc | 60PFS30 | TUBE TRACHEOSTOMY SIZE 3.0 L39MM OD4.7MM ID3MM WHITE SILICONE CUFFLESS EXTENDED LENGTH V FLANGE KINK RESISTANT FLEXIBLE MR CONDITIONAL CE MARKED STERILE PEDIATRIC LATEX FREE PORTEX BIVONA FLEXTEND | Silicone | EA | 1 | 72.42 | 73.76 | 78 | 83.68 | 101.52 | 19 | 19609.9 | 247 | No match
| Tubes Tracheostomy/Laryngectomy | ICU Medical Inc | 60PFS35 | TUBE TRACHEOSTOMY SIZE 3.5 L40MM OD5.3MM ID3.5MM WHITE SILICONE CUFFLESS EXTENDED LENGTH V FLANGE KINK RESISTANT FLEXIBLE MR CONDITIONAL CE MARKED STERILE PEDIATRIC LATEX FREE PORTEX BIVONA FLEXTEND | Silicone | BX | 1 | 87.5 | 87.5 | 87.5 | 87.5 | 87.5 | 1 | 3062.5 | 35 | No match
| Tubes Tracheostomy/Laryngectomy | ICU Medical Inc | 60PFS35 | TUBE TRACHEOSTOMY SIZE 3.5 L40MM OD5.3MM ID3.5MM WHITE SILICONE CUFFLESS EXTENDED LENGTH V FLANGE KINK RESISTANT FLEXIBLE MR CONDITIONAL CE MARKED STERILE PEDIATRIC LATEX FREE PORTEX BIVONA FLEXTEND | Silicone | EA | 1 | 70.25 | 73.76 | 76.44 | 81.73 | 100.53 | 28 | 50652.99 | 645 | No match
| Tubes Tracheostomy/Laryngectomy | ICU Medical Inc | 60PFS40 | TUBE TRACHEOSTOMY SIZE 4.0 L41MM OD6MM ID4MM WHITE SILICONE CUFFLESS EXTENDED LENGTH V FLANGE KINK RESISTANT FLEXIBLE MR CONDITIONAL CE MARKED STERILE PEDIATRIC LATEX FREE PORTEX BIVONA FLEXTEND | Silicone | BX | 1 | 86.49 | 86.49 | 86.49 | 87.5 | 87.5 | 2 | 4955.3 | 57 | No match
| Tubes Tracheostomy/Laryngectomy | ICU Medical Inc | 60PFS40 | TUBE TRACHEOSTOMY SIZE 4.0 L41MM OD6MM ID4MM WHITE SILICONE CUFFLESS EXTENDED LENGTH V FLANGE KINK RESISTANT FLEXIBLE MR CONDITIONAL CE MARKED STERILE PEDIATRIC LATEX FREE PORTEX BIVONA FLEXTEND | Silicone | EA | 1 | 70.25 | 73.76 | 76.04 | 80.06 | 109.23 | 25 | 39113 | 498 | No match
| Tubes Tracheostomy/Laryngectomy | ICU Medical Inc | 60PFS45 | TUBE TRACHEOSTOMY SIZE 4.5 L42MM OD6.7MM ID4.5MM WHITE SILICONE CUFFLESS EXTENDED LENGTH V FLANGE KINK RESISTANT FLEXIBLE MR CONDITIONAL CE MARKED STERILE PEDIATRIC LATEX FREE PORTEX BIVONA FLEXTEND | Silicone | BX | 1 | 87.5 | 87.5 | 87.5 | 87.5 | 87.5 | 1 | 2537.5 | 29 | No match
| Tubes Tracheostomy/Laryngectomy | ICU Medical Inc | 60PFS45 | TUBE TRACHEOSTOMY SIZE 4.5 L42MM OD6.7MM ID4.5MM WHITE SILICONE CUFFLESS EXTENDED LENGTH V FLANGE KINK RESISTANT FLEXIBLE MR CONDITIONAL CE MARKED STERILE PEDIATRIC LATEX FREE PORTEX BIVONA FLEXTEND | Silicone | EA | 1 | 70.25 | 74.29 | 80.06 | 84.18 | 101.46 | 21 | 17875.81 | 225 | No match
| Tubes Tracheostomy/Laryngectomy | ICU Medical Inc | 60PFS50 | TUBE TRACHEOSTOMY SIZE 5.0 L44MM OD7.3MM ID5MM WHITE SILICONE CUFFLESS EXTENDED LENGTH V FLANGE KINK RESISTANT FLEXIBLE MR CONDITIONAL CE MARKED STERILE PEDIATRIC LATEX FREE PORTEX BIVONA FLEXTEND | Silicone | BX | 1 | 87.5 | 87.5 | 87.5 | 87.5 | 87.5 | 1 | 2012.5 | 23 | No match
| Tubes Tracheostomy/Laryngectomy | ICU Medical Inc | 60PFS50 | TUBE TRACHEOSTOMY SIZE 5.0 L44MM OD7.3MM ID5MM WHITE SILICONE CUFFLESS EXTENDED LENGTH V FLANGE KINK RESISTANT FLEXIBLE MR CONDITIONAL CE MARKED STERILE PEDIATRIC LATEX FREE PORTEX BIVONA FLEXTEND | Silicone | EA | 1 | 73.76 | 74.85 | 79.29 | 84.18 | 100.53 | 19 | 13146.47 | 162 | No match
| Tubes Tracheostomy/Laryngectomy | ICU Medical Inc | 60PFS55 | TUBE TRACHEOSTOMY SIZE 5.5 L46MM OD8MM ID5.5MM WHITE SILICONE CUFFLESS EXTENDED LENGTH V FLANGE KINK RESISTANT FLEXIBLE MR CONDITIONAL CE MARKED STERILE PEDIATRIC LATEX FREE PORTEX BIVONA FLEXTEND | Silicone | BX | 1 | 87.99 | 87.99 | 87.99 | 87.99 | 87.99 | 1 | 2727.69 | 31 | No match
| Tubes Tracheostomy/Laryngectomy | ICU Medical Inc | 60PFS55 | TUBE TRACHEOSTOMY SIZE 5.5 L46MM OD8MM ID5.5MM WHITE SILICONE CUFFLESS EXTENDED LENGTH V FLANGE KINK RESISTANT FLEXIBLE MR CONDITIONAL CE MARKED STERILE PEDIATRIC LATEX FREE PORTEX BIVONA FLEXTEND | Silicone | EA | 1 | 74.29 | 78 | 80.22 | 83.68 | 85.82 | 6 | 3489.81 | 42 | No match
| Tubes Tracheostomy/Laryngectomy | ICU Medical Inc | 60SP025 | TUBE TRACHEOSTOMY SIZE 2.5 L38MM OD4MM ID2.5MM WHITE SILICONE CUFFLESS STRAIGHT FLANGE HYDROPHOBIC HYPOALLERGENIC WIRE REINFORCED REPROCESSIBLE FLEXIBLE IMPROVED FIT INTEGRATED 15MM CONNECTOR MR CONDITIONAL TRACH TIE IMPROVED WEANING CE MARKED STERILE PEDIATRIC LATEX FREE PORTEX BIVONA | Silicone | EA | 1 | 48.91 | 51.13 | 52.01 | 54.07 | 57.35 | 11 | 7935.92 | 153 | Alternative | 94% | Medtronic Minimally Invasive | 25PEF | TUBE TRACHEOSTOMY SIZE 2.5 L39MM OD4.2MM ID2.5MM WHITE POLYVINYLCHLORIDE DEHP FREE CUFFLESS INTEGRATED CONNECTOR TRANSPARENT FLANGE TAPE TIE RECESS PROMOTE AIRFLOW FLEXIBLE MR CONDITIONAL PEDIATRIC LATEX FREE DISPOSABLE SHILEY | EA | 1 | 39.91 | 44.8 | 45.5 | 46.43 | 46.43 | 7 | 1353.07 | 30 | X | X | X | X | X | X | X | X | X | X | X | X |  |  | X | X | X | PVC
| Tubes Tracheostomy/Laryngectomy | ICU Medical Inc | 60SP025 | TUBE TRACHEOSTOMY SIZE 2.5 L38MM OD4MM ID2.5MM WHITE SILICONE CUFFLESS STRAIGHT FLANGE HYDROPHOBIC HYPOALLERGENIC WIRE REINFORCED REPROCESSIBLE FLEXIBLE IMPROVED FIT INTEGRATED 15MM CONNECTOR MR CONDITIONAL TRACH TIE IMPROVED WEANING CE MARKED STERILE PEDIATRIC LATEX FREE PORTEX BIVONA | Silicone | EA | 1 | 48.91 | 51.13 | 52.01 | 54.07 | 57.35 | 11 | 7935.92 | 153 | Alternative | 88% | Tracoe | 37125 | TUBE TRACHEOSTOMY SIZE 2.5 L38MM OD4.4MM ID2.5MM WHITE SILICONE DEHP FREE CUFFLESS KINK RESISTANT EXTENDED LENGTH THERMALLY STABLE NECK STRAP RING OBTURATOR MR CONDITIONAL RADIOPAQUE VERY SOFT TUBE TIP STERILE PEDIATRIC LATEX FREE TRACOE Silcosoft | EA | 1 | 91 | 91 | 91 | 91 | 91 | 1 | 546 | 6 | X |  | X | X | X | X | X | X | X | X | X | X | X | X | X | X |  | Silicone
| Tubes Tracheostomy/Laryngectomy | ICU Medical Inc | 60SP025 | TUBE TRACHEOSTOMY SIZE 2.5 L38MM OD4MM ID2.5MM WHITE SILICONE CUFFLESS STRAIGHT FLANGE HYDROPHOBIC HYPOALLERGENIC WIRE REINFORCED REPROCESSIBLE FLEXIBLE IMPROVED FIT INTEGRATED 15MM CONNECTOR MR CONDITIONAL TRACH TIE IMPROVED WEANING CE MARKED STERILE PEDIATRIC LATEX FREE PORTEX BIVONA | Silicone | EA | 1 | 48.91 | 51.13 | 52.01 | 54.07 | 57.35 | 11 | 7935.92 | 153 | Alternative | 88% | Tracoe | 37025 | TUBE TRACHEOSTOMY SIZE 2.5 L38MM OD4.4MM ID2.5MM WHITE SILICONE DEHP FREE CUFFLESS KINK RESISTANT THERMALLY STABLE NECK STRAP RING OBTURATOR MR CONDITIONAL RADIOPAQUE VERY SOFT TUBE TIP STERILE PEDIATRIC LATEX FREE TRACOE Silcosoft | EA | 1 | 63 | 63 | 63 | 63 | 63 | 1 | 126 | 2 | X |  | X | X | X | X | X | X | X | X | X | X | X | X | X | X |  | Silicone
| Tubes Tracheostomy/Laryngectomy | ICU Medical Inc | 60SP025 | TUBE TRACHEOSTOMY SIZE 2.5 L38MM OD4MM ID2.5MM WHITE SILICONE CUFFLESS STRAIGHT FLANGE HYDROPHOBIC HYPOALLERGENIC WIRE REINFORCED REPROCESSIBLE FLEXIBLE IMPROVED FIT INTEGRATED 15MM CONNECTOR MR CONDITIONAL TRACH TIE IMPROVED WEANING CE MARKED STERILE PEDIATRIC LATEX FREE PORTEX BIVONA | Silicone | EA | 1 | 48.91 | 51.13 | 52.01 | 54.07 | 57.35 | 11 | 7935.92 | 153 | Alternative | 84% | Medtronic Minimally Invasive | 25PCF | TUBE TRACHEOSTOMY SIZE 2.5 L39MM OD4.2MM ID2.5MM WHITE POLYVINYLCHLORIDE DEHP FREE TAPERGUARD CUFF INTEGRATED CONNECTOR TRANSPARENT FLANGE TAPE TIE RECESS PROMOTE AIRFLOW FLEXIBLE MR CONDITIONAL PEDIATRIC LATEX FREE DISPOSABLE SHILEY | EA | 1 | 45.2317 | 46.63 | 58.95 | 69.03 | 71.86 | 11 | 4681.9602 | 76 | X | X | X | X | X |  | X | X | X | X | X | X |  |  | X | X | X | PVC
| Tubes Tracheostomy/Laryngectomy | ICU Medical Inc | 60SP025 | TUBE TRACHEOSTOMY SIZE 2.5 L38MM OD4MM ID2.5MM WHITE SILICONE CUFFLESS STRAIGHT FLANGE HYDROPHOBIC HYPOALLERGENIC WIRE REINFORCED REPROCESSIBLE FLEXIBLE IMPROVED FIT INTEGRATED 15MM CONNECTOR MR CONDITIONAL TRACH TIE IMPROVED WEANING CE MARKED STERILE PEDIATRIC LATEX FREE PORTEX BIVONA | Silicone | EA | 1 | 48.91 | 51.13 | 52.01 | 54.07 | 57.35 | 11 | 7935.92 | 153 | Alternative | 84% | Medtronic Minimally Invasive | 25NEF | TUBE TRACHEOSTOMY SIZE 2.5 L30MM OD4.2MM ID2.5MM WHITE POLYVINYLCHLORIDE DEHP FREE CUFFLESS INTEGRATED CONNECTOR TRANSPARENT FLANGE TAPE TIE RECESS PROMOTE AIRFLOW FLEXIBLE MR CONDITIONAL NEONATAL LATEX FREE DISPOSABLE SHILEY | EA | 1 | 31.35 | 31.85 | 45.5 | 45.95 | 50 | 7 | 1496.75 | 43 | X | X |  | X | X | X | X | X | X | X | X | X |  |  | X | X | X | PVC
| Tubes Tracheostomy/Laryngectomy | ICU Medical Inc | 60SP025 | TUBE TRACHEOSTOMY SIZE 2.5 L38MM OD4MM ID2.5MM WHITE SILICONE CUFFLESS STRAIGHT FLANGE HYDROPHOBIC HYPOALLERGENIC WIRE REINFORCED REPROCESSIBLE FLEXIBLE IMPROVED FIT INTEGRATED 15MM CONNECTOR MR CONDITIONAL TRACH TIE IMPROVED WEANING CE MARKED STERILE PEDIATRIC LATEX FREE PORTEX BIVONA | Silicone | EA | 1 | 48.91 | 51.13 | 52.01 | 54.07 | 57.35 | 11 | 7935.92 | 153 | Alternative | 84% | Medtronic Minimally Invasive | 25NEF | TUBE TRACHEOSTOMY SIZE 2.5 L30MM OD4.2MM ID2.5MM WHITE POLYVINYLCHLORIDE DEHP FREE CUFFLESS INTEGRATED CONNECTOR TRANSPARENT FLANGE TAPE TIE RECESS PROMOTE AIRFLOW FLEXIBLE MR CONDITIONAL NEONATAL LATEX FREE DISPOSABLE SHILEY | BX |  | 47.0104 | 47.0104 | 47.0104 | 47.0104 | 47.0104 | 1 | 705.156 | 15 | X | X |  | X | X | X | X | X | X | X | X | X |  |  | X | X | X | PVC
| Tubes Tracheostomy/Laryngectomy | ICU Medical Inc | 60SP025 | TUBE TRACHEOSTOMY SIZE 2.5 L38MM OD4MM ID2.5MM WHITE SILICONE CUFFLESS STRAIGHT FLANGE HYDROPHOBIC HYPOALLERGENIC WIRE REINFORCED REPROCESSIBLE FLEXIBLE IMPROVED FIT INTEGRATED 15MM CONNECTOR MR CONDITIONAL TRACH TIE IMPROVED WEANING CE MARKED STERILE PEDIATRIC LATEX FREE PORTEX BIVONA | Silicone | EA | 1 | 48.91 | 51.13 | 52.01 | 54.07 | 57.35 | 11 | 7935.92 | 153 | Alternative | 79% | Tracoe | 36025 | TUBE TRACHEOSTOMY SIZE 2.5 L30MM OD4.4MM ID2.5MM WHITE SILICONE DEHP FREE CUFFLESS KINK RESISTANT THERMALLY STABLE NECK STRAP RING OBTURATOR MR CONDITIONAL RADIOPAQUE VERY SOFT TUBE TIP STERILE NEONATAL LATEX FREE TRACOE Silcosoft | EA | 1 | 63 | 63 | 63 | 68 | 68 | 3 | 786 | 12 | X |  |  | X | X | X | X | X | X | X | X | X | X | X | X | X |  | Silicone
| Tubes Tracheostomy/Laryngectomy | ICU Medical Inc | 60SP025 | TUBE TRACHEOSTOMY SIZE 2.5 L38MM OD4MM ID2.5MM WHITE SILICONE CUFFLESS STRAIGHT FLANGE HYDROPHOBIC HYPOALLERGENIC WIRE REINFORCED REPROCESSIBLE FLEXIBLE IMPROVED FIT INTEGRATED 15MM CONNECTOR MR CONDITIONAL TRACH TIE IMPROVED WEANING CE MARKED STERILE PEDIATRIC LATEX FREE PORTEX BIVONA | Silicone | EA | 1 | 48.91 | 51.13 | 52.01 | 54.07 | 57.35 | 11 | 7935.92 | 153 | Alternative | 79% | Tracoe | 37030 | TUBE TRACHEOSTOMY SIZE 3.0 L39MM OD4.9MM ID3MM WHITE SILICONE DEHP FREE CUFFLESS KINK RESISTANT THERMALLY STABLE NECK STRAP RING OBTURATOR MR CONDITIONAL RADIOPAQUE VERY SOFT TUBE TIP STERILE PEDIATRIC LATEX FREE TRACOE Silcosoft | EA | 1 | 63 | 63 | 63 | 63 | 63 | 2 | 1260 | 20 |  |  | X | X | X | X | X | X | X | X | X | X | X | X | X | X |  | Silicone
| Tubes Tracheostomy/Laryngectomy | ICU Medical Inc | 60SP025 | TUBE TRACHEOSTOMY SIZE 2.5 L38MM OD4MM ID2.5MM WHITE SILICONE CUFFLESS STRAIGHT FLANGE HYDROPHOBIC HYPOALLERGENIC WIRE REINFORCED REPROCESSIBLE FLEXIBLE IMPROVED FIT INTEGRATED 15MM CONNECTOR MR CONDITIONAL TRACH TIE IMPROVED WEANING CE MARKED STERILE PEDIATRIC LATEX FREE PORTEX BIVONA | Silicone | EA | 1 | 48.91 | 51.13 | 52.01 | 54.07 | 57.35 | 11 | 7935.92 | 153 | Alternative | 79% | Tracoe | 36125 | TUBE TRACHEOSTOMY SIZE 2.5 L30MM OD4.4MM ID2.5MM WHITE SILICONE DEHP FREE CUFFLESS KINK RESISTANT EXTENDED LENGTH THERMALLY STABLE NECK STRAP RING OBTURATOR MR CONDITIONAL RADIOPAQUE VERY SOFT TUBE TIP STERILE NEONATAL LATEX FREE TRACOE Silcosoft | EA | 1 | 128.5 | 128.5 | 128.5 | 129 | 129 | 2 | 4500.5 | 35 | X |  |  | X | X | X | X | X | X | X | X | X | X | X | X | X |  | Silicone
| Tubes Tracheostomy/Laryngectomy | ICU Medical Inc | 60SP025 | TUBE TRACHEOSTOMY SIZE 2.5 L38MM OD4MM ID2.5MM WHITE SILICONE CUFFLESS STRAIGHT FLANGE HYDROPHOBIC HYPOALLERGENIC WIRE REINFORCED REPROCESSIBLE FLEXIBLE IMPROVED FIT INTEGRATED 15MM CONNECTOR MR CONDITIONAL TRACH TIE IMPROVED WEANING CE MARKED STERILE PEDIATRIC LATEX FREE PORTEX BIVONA | Silicone | EA | 1 | 48.91 | 51.13 | 52.01 | 54.07 | 57.35 | 11 | 7935.92 | 153 | Alternative | 79% | Tracoe | 37130 | TUBE TRACHEOSTOMY SIZE 3.0 L39MM OD4.9MM ID3MM WHITE SILICONE DEHP FREE CUFFLESS KINK RESISTANT EXTENDED LENGTH THERMALLY STABLE NECK STRAP RING OBTURATOR MR CONDITIONAL RADIOPAQUE VERY SOFT TUBE TIP STERILE PEDIATRIC LATEX FREE TRACOE Silcosoft | EA | 1 | 91 | 91 | 91 | 91 | 91 | 2 | 5642 | 62 |  |  | X | X | X | X | X | X | X | X | X | X | X | X | X | X |  | Silicone
| Tubes Tracheostomy/Laryngectomy | ICU Medical Inc | 60SP025 | TUBE TRACHEOSTOMY SIZE 2.5 L38MM OD4MM ID2.5MM WHITE SILICONE CUFFLESS STRAIGHT FLANGE HYDROPHOBIC HYPOALLERGENIC WIRE REINFORCED REPROCESSIBLE FLEXIBLE IMPROVED FIT INTEGRATED 15MM CONNECTOR MR CONDITIONAL TRACH TIE IMPROVED WEANING CE MARKED STERILE PEDIATRIC LATEX FREE PORTEX BIVONA | Silicone | EA | 1 | 48.91 | 51.13 | 52.01 | 54.07 | 57.35 | 11 | 7935.92 | 153 | Alternative | 79% | Tracoe | 37325 | TUBE TRACHEOSTOMY SIZE 2.5 L38MM OD4.4MM ID2.5MM WHITE SILICONE DEHP FREE KINK RESISTANT EXTENDED LENGTH THERMALLY STABLE NECK STRAP RING OBTURATOR MR CONDITIONAL RADIOPAQUE VERY SOFT TUBE TIP STERILE PEDIATRIC LATEX FREE TRACOE Silcosoft | EA | 1 | 204 | 204 | 204 | 204 | 204 | 1 | 408 | 2 | X |  | X | X | X |  | X | X | X | X | X | X | X | X | X | X |  | Silicone
| Tubes Tracheostomy/Laryngectomy | ICU Medical Inc | 60SP025 | TUBE TRACHEOSTOMY SIZE 2.5 L38MM OD4MM ID2.5MM WHITE SILICONE CUFFLESS STRAIGHT FLANGE HYDROPHOBIC HYPOALLERGENIC WIRE REINFORCED REPROCESSIBLE FLEXIBLE IMPROVED FIT INTEGRATED 15MM CONNECTOR MR CONDITIONAL TRACH TIE IMPROVED WEANING CE MARKED STERILE PEDIATRIC LATEX FREE PORTEX BIVONA | Silicone | EA | 1 | 48.91 | 51.13 | 52.01 | 54.07 | 57.35 | 11 | 7935.92 | 153 | Alternative | 79% | Tracoe | 37225 | TUBE TRACHEOSTOMY SIZE 2.5 L38MM OD4.4MM ID2.5MM WHITE SILICONE DEHP FREE WATER CUFF KINK RESISTANT THERMALLY STABLE NECK STRAP RING OBTURATOR MR CONDITIONAL RADIOPAQUE VERY SOFT TUBE TIP STERILE PEDIATRIC LATEX FREE TRACOE Silcosoft | [10 empty] | X |  | X | X | X |  | X | X | X | X | X | X | X | X | X | X |  | Silicone
| Tubes Tracheostomy/Laryngectomy | ICU Medical Inc | 60SP025 | TUBE TRACHEOSTOMY SIZE 2.5 L38MM OD4MM ID2.5MM WHITE SILICONE CUFFLESS STRAIGHT FLANGE HYDROPHOBIC HYPOALLERGENIC WIRE REINFORCED REPROCESSIBLE FLEXIBLE IMPROVED FIT INTEGRATED 15MM CONNECTOR MR CONDITIONAL TRACH TIE IMPROVED WEANING CE MARKED STERILE PEDIATRIC LATEX FREE PORTEX BIVONA | Silicone | EA | 1 | 48.91 | 51.13 | 52.01 | 54.07 | 57.35 | 11 | 7935.92 | 153 | Alternative | 76% | SunMed LLC | 1739030 | TUBE TRACHEOSTOMY SIZE 3.0 L56.5MM OD4MM ID3MM POLYVINYLCHLORIDE CUFFLESS INTEGRAL 15MM CONNECTOR CUSHION NECK BAND NECK BAND RETAINER OBTURATOR RADIOPAQUE STRIP LOW PRESSURE MR CONDITIONAL STERILE ADULT LATEX FREE DISPOSABLE | [11 empty] | X |  | X | X | X | X | X | X | X | X | X |  | X | X | X |  | PVC
| Tubes Tracheostomy/Laryngectomy | ICU Medical Inc | 60SP025 | TUBE TRACHEOSTOMY SIZE 2.5 L38MM OD4MM ID2.5MM WHITE SILICONE CUFFLESS STRAIGHT FLANGE HYDROPHOBIC HYPOALLERGENIC WIRE REINFORCED REPROCESSIBLE FLEXIBLE IMPROVED FIT INTEGRATED 15MM CONNECTOR MR CONDITIONAL TRACH TIE IMPROVED WEANING CE MARKED STERILE PEDIATRIC LATEX FREE PORTEX BIVONA | Silicone | EA | 1 | 48.91 | 51.13 | 52.01 | 54.07 | 57.35 | 11 | 7935.92 | 153 | Alternative | 75% | Medtronic Minimally Invasive | 30PEF | TUBE TRACHEOSTOMY SIZE 3.0 L39MM OD4.8MM ID3MM WHITE POLYVINYLCHLORIDE DEHP FREE CUFFLESS INTEGRATED CONNECTOR TRANSPARENT FLANGE TAPE TIE RECESS PROMOTE AIRFLOW FLEXIBLE MR CONDITIONAL PEDIATRIC LATEX FREE DISPOSABLE SHILEY | EA | 1 | 34.33 | 45.07 | 46.41 | 46.43 | 53.82 | 87 | 40945.4418 | 884 |  |  | X | X | X | X | X | X | X | X | X | X |  |  | X | X | X | PVC
| Tubes Tracheostomy/Laryngectomy | ICU Medical Inc | 60SP025 | TUBE TRACHEOSTOMY SIZE 2.5 L38MM OD4MM ID2.5MM WHITE SILICONE CUFFLESS STRAIGHT FLANGE HYDROPHOBIC HYPOALLERGENIC WIRE REINFORCED REPROCESSIBLE FLEXIBLE IMPROVED FIT INTEGRATED 15MM CONNECTOR MR CONDITIONAL TRACH TIE IMPROVED WEANING CE MARKED STERILE PEDIATRIC LATEX FREE PORTEX BIVONA | Silicone | EA | 1 | 48.91 | 51.13 | 52.01 | 54.07 | 57.35 | 11 | 7935.92 | 153 | Alternative | 75% | Medtronic Minimally Invasive | 25NCF | TUBE TRACHEOSTOMY SIZE 2.5 L30MM OD4.2MM ID2.5MM WHITE POLYVINYLCHLORIDE DEHP FREE TAPERGUARD CUFF INTEGRATED CONNECTOR TRANSPARENT FLANGE TAPE TIE RECESS PROMOTE AIRFLOW FLEXIBLE MR CONDITIONAL NEONATAL LATEX FREE DISPOSABLE SHILEY | EA | 1 | 46.63 | 58.67 | 60.54 | 69.03 | 72.12 | 9 | 3639.6502 | 59 | X | X |  | X | X |  | X | X | X | X | X | X |  |  | X | X | X | PVC
| Tubes Tracheostomy/Laryngectomy | ICU Medical Inc | 60SP025 | TUBE TRACHEOSTOMY SIZE 2.5 L38MM OD4MM ID2.5MM WHITE SILICONE CUFFLESS STRAIGHT FLANGE HYDROPHOBIC HYPOALLERGENIC WIRE REINFORCED REPROCESSIBLE FLEXIBLE IMPROVED FIT INTEGRATED 15MM CONNECTOR MR CONDITIONAL TRACH TIE IMPROVED WEANING CE MARKED STERILE PEDIATRIC LATEX FREE PORTEX BIVONA | Silicone | EA | 1 | 48.91 | 51.13 | 52.01 | 54.07 | 57.35 | 11 | 7935.92 | 153 | Alternative | 75% | Medtronic Minimally Invasive | 30PEF | TUBE TRACHEOSTOMY SIZE 3.0 L39MM OD4.8MM ID3MM WHITE POLYVINYLCHLORIDE DEHP FREE CUFFLESS INTEGRATED CONNECTOR TRANSPARENT FLANGE TAPE TIE RECESS PROMOTE AIRFLOW FLEXIBLE MR CONDITIONAL PEDIATRIC LATEX FREE DISPOSABLE SHILEY | BX |  | 39.91 | 39.91 | 40.8 | 45.84 | 46.43 | 4 | 706.41 | 16 |  |  | X | X | X | X | X | X | X | X | X | X |  |  | X | X | X | PVC
| Tubes Tracheostomy/Laryngectomy | ICU Medical Inc | 60SP025 | TUBE TRACHEOSTOMY SIZE 2.5 L38MM OD4MM ID2.5MM WHITE SILICONE CUFFLESS STRAIGHT FLANGE HYDROPHOBIC HYPOALLERGENIC WIRE REINFORCED REPROCESSIBLE FLEXIBLE IMPROVED FIT INTEGRATED 15MM CONNECTOR MR CONDITIONAL TRACH TIE IMPROVED WEANING CE MARKED STERILE PEDIATRIC LATEX FREE PORTEX BIVONA | Silicone | EA | 1 | 48.91 | 51.13 | 52.01 | 54.07 | 57.35 | 11 | 7935.92 | 153 | Alternative | 75% | Tracoe | 35525 | TUBE TRACHEOSTOMY SIZE 2.5 L32MM OD3.6MM ID2.5MM CUFFLESS OBTURATOR INTEGRATED 15MM CONNECTOR NECK STRAP FUNNEL SHAPED INNER DESIGN THIN WALL STERILE PEDIATRIC LATEX FREE TRACOE MINI | EA | 1 | 35.54 | 35.54 | 35.54 | 36 | 36 | 2 | 215.08 | 6 | X |  |  | X | X | X | X | X | X | X | X | X |  |  | X | X | X | Silicone
| Tubes Tracheostomy/Laryngectomy | ICU Medical Inc | 60SP025 | TUBE TRACHEOSTOMY SIZE 2.5 L38MM OD4MM ID2.5MM WHITE SILICONE CUFFLESS STRAIGHT FLANGE HYDROPHOBIC HYPOALLERGENIC WIRE REINFORCED REPROCESSIBLE FLEXIBLE IMPROVED FIT INTEGRATED 15MM CONNECTOR MR CONDITIONAL TRACH TIE IMPROVED WEANING CE MARKED STERILE PEDIATRIC LATEX FREE PORTEX BIVONA | Silicone | EA | 1 | 48.91 | 51.13 | 52.01 | 54.07 | 57.35 | 11 | 7935.92 | 153 | Alternative | 75% | Tracoe | 35025 | TUBE TRACHEOSTOMY SIZE 2.5 L30MM OD3.6MM ID2.5MM CUFFLESS OBTURATOR INTEGRATED 15MM CONNECTOR NECK STRAP FUNNEL SHAPED INNER DESIGN THIN WALL STERILE NEONATAL LATEX FREE TRACOE MINI | EA | 1 | 36 | 36 | 36 | 36 | 36 | 1 | 36 | 1 | X |  |  | X | X | X | X | X | X | X | X | X |  |  | X | X | X | Silicone
| Tubes Tracheostomy/Laryngectomy | ICU Medical Inc | 60SP025 | TUBE TRACHEOSTOMY SIZE 2.5 L38MM OD4MM ID2.5MM WHITE SILICONE CUFFLESS STRAIGHT FLANGE HYDROPHOBIC HYPOALLERGENIC WIRE REINFORCED REPROCESSIBLE FLEXIBLE IMPROVED FIT INTEGRATED 15MM CONNECTOR MR CONDITIONAL TRACH TIE IMPROVED WEANING CE MARKED STERILE PEDIATRIC LATEX FREE PORTEX BIVONA | Silicone | EA | 1 | 48.91 | 51.13 | 52.01 | 54.07 | 57.35 | 11 | 7935.92 | 153 | Alternative | 75% | Medtronic Minimally Invasive | 30PEF | TUBE TRACHEOSTOMY SIZE 3.0 L39MM OD4.8MM ID3MM WHITE POLYVINYLCHLORIDE DEHP FREE CUFFLESS INTEGRATED CONNECTOR TRANSPARENT FLANGE TAPE TIE RECESS PROMOTE AIRFLOW FLEXIBLE MR CONDITIONAL PEDIATRIC LATEX FREE DISPOSABLE SHILEY | PK |  | 46.43 | 46.43 | 46.43 | 46.43 | 46.43 | 1 | 46.43 | 1 |  |  | X | X | X | X | X | X | X | X | X | X |  |  | X | X | X | PVC
| Tubes Tracheostomy/Laryngectomy | ICU Medical Inc | 60SP025 | TUBE TRACHEOSTOMY SIZE 2.5 L38MM OD4MM ID2.5MM WHITE SILICONE CUFFLESS STRAIGHT FLANGE HYDROPHOBIC HYPOALLERGENIC WIRE REINFORCED REPROCESSIBLE FLEXIBLE IMPROVED FIT INTEGRATED 15MM CONNECTOR MR CONDITIONAL TRACH TIE IMPROVED WEANING CE MARKED STERILE PEDIATRIC LATEX FREE PORTEX BIVONA | Silicone | EA | 1 | 48.91 | 51.13 | 52.01 | 54.07 | 57.35 | 11 | 7935.92 | 153 | Alternative | 75% | Medtronic Minimally Invasive | 25NCF | TUBE TRACHEOSTOMY SIZE 2.5 L30MM OD4.2MM ID2.5MM WHITE POLYVINYLCHLORIDE DEHP FREE TAPERGUARD CUFF INTEGRATED CONNECTOR TRANSPARENT FLANGE TAPE TIE RECESS PROMOTE AIRFLOW FLEXIBLE MR CONDITIONAL NEONATAL LATEX FREE DISPOSABLE SHILEY | BX |  | 66.94 | 66.94 | 66.94 | 66.94 | 66.94 | 1 | 937.16 | 14 | X | X |  | X | X |  | X | X | X | X | X | X |  |  | X | X | X | PVC
| Tubes Tracheostomy/Laryngectomy | ICU Medical Inc | 60SP025 | TUBE TRACHEOSTOMY SIZE 2.5 L38MM OD4MM ID2.5MM WHITE SILICONE CUFFLESS STRAIGHT FLANGE HYDROPHOBIC HYPOALLERGENIC WIRE REINFORCED REPROCESSIBLE FLEXIBLE IMPROVED FIT INTEGRATED 15MM CONNECTOR MR CONDITIONAL TRACH TIE IMPROVED WEANING CE MARKED STERILE PEDIATRIC LATEX FREE PORTEX BIVONA | Silicone | EA | 1 | 48.91 | 51.13 | 52.01 | 54.07 | 57.35 | 11 | 7935.92 | 153 | Alternative | 75% | Medtronic Minimally Invasive | 30PEF | TUBE TRACHEOSTOMY SIZE 3.0 L39MM OD4.8MM ID3MM WHITE POLYVINYLCHLORIDE DEHP FREE CUFFLESS INTEGRATED CONNECTOR TRANSPARENT FLANGE TAPE TIE RECESS PROMOTE AIRFLOW FLEXIBLE MR CONDITIONAL PEDIATRIC LATEX FREE DISPOSABLE SHILEY | BG |  | 230.85 | 230.85 | 230.85 | 230.85 | 230.85 | 1 | 2308.5 | 10 |  |  | X | X | X | X | X | X | X | X | X | X |  |  | X | X | X | PVC
| Tubes Tracheostomy/Laryngectomy | ICU Medical Inc | 60SP025 | TUBE TRACHEOSTOMY SIZE 2.5 L38MM OD4MM ID2.5MM WHITE SILICONE CUFFLESS STRAIGHT FLANGE HYDROPHOBIC HYPOALLERGENIC WIRE REINFORCED REPROCESSIBLE FLEXIBLE IMPROVED FIT INTEGRATED 15MM CONNECTOR MR CONDITIONAL TRACH TIE IMPROVED WEANING CE MARKED STERILE PEDIATRIC LATEX FREE PORTEX BIVONA | Silicone | EA | 1 | 48.91 | 51.13 | 52.01 | 54.07 | 57.35 | 11 | 7935.92 | 153 | Alternative | 75% | Medtronic Minimally Invasive | 30PEFP | TUBE TRACHEOSTOMY SIZE 3.0 L39MM OD4.8MM ID3MM WHITE POLYVINYLCHLORIDE DEHP FREE CUFFLESS INTEGRATED CONNECTOR TRANSPARENT FLANGE TAPE TIE RECESS PROMOTE AIRFLOW FLEXIBLE MR CONDITIONAL PEDIATRIC LATEX FREE DISPOSABLE SHILEY | [12 empty] | X | X | X | X | X | X | X | X | X | X |  |  | X | X | X | PVC
| Tubes Tracheostomy/Laryngectomy | ICU Medical Inc | 60SP030 | TUBE TRACHEOSTOMY SIZE 3.0 L39MM OD4.7MM ID3MM WHITE SILICONE CUFFLESS STRAIGHT FLANGE HYDROPHOBIC HYPOALLERGENIC WIRE REINFORCED REPROCESSIBLE FLEXIBLE IMPROVED FIT INTEGRATED 15MM CONNECTOR MR CONDITIONAL TRACH TIE IMPROVED WEANING CE MARKED STERILE PEDIATRIC LATEX FREE PORTEX BIVONA | Silicone | EA | 1 | 48.69 | 51.49 | 52.71 | 55.49 | 59.48 | 17 | 15673.4 | 299 | Alternative | 98% | Tracoe | 37030 | TUBE TRACHEOSTOMY SIZE 3.0 L39MM OD4.9MM ID3MM WHITE SILICONE DEHP FREE CUFFLESS KINK RESISTANT THERMALLY STABLE NECK STRAP RING OBTURATOR MR CONDITIONAL RADIOPAQUE VERY SOFT TUBE TIP STERILE PEDIATRIC LATEX FREE TRACOE Silcosoft | EA | 1 | 63 | 63 | 63 | 63 | 63 | 2 | 1260 | 20 | X | X | X | X | X | X | X | X | X | X | X | X | X | X | X | X |  | Silicone
| Tubes Tracheostomy/Laryngectomy | ICU Medical Inc | 60SP030 | TUBE TRACHEOSTOMY SIZE 3.0 L39MM OD4.7MM ID3MM WHITE SILICONE CUFFLESS STRAIGHT FLANGE HYDROPHOBIC HYPOALLERGENIC WIRE REINFORCED REPROCESSIBLE FLEXIBLE IMPROVED FIT INTEGRATED 15MM CONNECTOR MR CONDITIONAL TRACH TIE IMPROVED WEANING CE MARKED STERILE PEDIATRIC LATEX FREE PORTEX BIVONA | Silicone | EA | 1 | 48.69 | 51.49 | 52.71 | 55.49 | 59.48 | 17 | 15673.4 | 299 | Alternative | 98% | Tracoe | 37130 | TUBE TRACHEOSTOMY SIZE 3.0 L39MM OD4.9MM ID3MM WHITE SILICONE DEHP FREE CUFFLESS KINK RESISTANT EXTENDED LENGTH THERMALLY STABLE NECK STRAP RING OBTURATOR MR CONDITIONAL RADIOPAQUE VERY SOFT TUBE TIP STERILE PEDIATRIC LATEX FREE TRACOE Silcosoft | EA | 1 | 91 | 91 | 91 | 91 | 91 | 2 | 5642 | 62 | X | X | X | X | X | X | X | X | X | X | X | X | X | X | X | X |  | Silicone
| Tubes Tracheostomy/Laryngectomy | ICU Medical Inc | 60SP030 | TUBE TRACHEOSTOMY SIZE 3.0 L39MM OD4.7MM ID3MM WHITE SILICONE CUFFLESS STRAIGHT FLANGE HYDROPHOBIC HYPOALLERGENIC WIRE REINFORCED REPROCESSIBLE FLEXIBLE IMPROVED FIT INTEGRATED 15MM CONNECTOR MR CONDITIONAL TRACH TIE IMPROVED WEANING CE MARKED STERILE PEDIATRIC LATEX FREE PORTEX BIVONA | Silicone | EA | 1 | 48.69 | 51.49 | 52.71 | 55.49 | 59.48 | 17 | 15673.4 | 299 | Alternative | 94% | Medtronic Minimally Invasive | 30PEF | TUBE TRACHEOSTOMY SIZE 3.0 L39MM OD4.8MM ID3MM WHITE POLYVINYLCHLORIDE DEHP FREE CUFFLESS INTEGRATED CONNECTOR TRANSPARENT FLANGE TAPE TIE RECESS PROMOTE AIRFLOW FLEXIBLE MR CONDITIONAL PEDIATRIC LATEX FREE DISPOSABLE SHILEY | EA | 1 | 34.33 | 45.07 | 46.41 | 46.43 | 53.82 | 87 | 40945.4418 | 884 | X | X | X | X | X | X | X | X | X | X | X | X |  |  | X | X | X | PVC
| Tubes Tracheostomy/Laryngectomy | ICU Medical Inc | 60SP030 | TUBE TRACHEOSTOMY SIZE 3.0 L39MM OD4.7MM ID3MM WHITE SILICONE CUFFLESS STRAIGHT FLANGE HYDROPHOBIC HYPOALLERGENIC WIRE REINFORCED REPROCESSIBLE FLEXIBLE IMPROVED FIT INTEGRATED 15MM CONNECTOR MR CONDITIONAL TRACH TIE IMPROVED WEANING CE MARKED STERILE PEDIATRIC LATEX FREE PORTEX BIVONA | Silicone | EA | 1 | 48.69 | 51.49 | 52.71 | 55.49 | 59.48 | 17 | 15673.4 | 299 | Alternative | 94% | Medtronic Minimally Invasive | 30PEF | TUBE TRACHEOSTOMY SIZE 3.0 L39MM OD4.8MM ID3MM WHITE POLYVINYLCHLORIDE DEHP FREE CUFFLESS INTEGRATED CONNECTOR TRANSPARENT FLANGE TAPE TIE RECESS PROMOTE AIRFLOW FLEXIBLE MR CONDITIONAL PEDIATRIC LATEX FREE DISPOSABLE SHILEY | BX |  | 39.91 | 39.91 | 40.8 | 45.84 | 46.43 | 4 | 706.41 | 16 | X | X | X | X | X | X | X | X | X | X | X | X |  |  | X | X | X | PVC
| Tubes Tracheostomy/Laryngectomy | ICU Medical Inc | 60SP030 | TUBE TRACHEOSTOMY SIZE 3.0 L39MM OD4.7MM ID3MM WHITE SILICONE CUFFLESS STRAIGHT FLANGE HYDROPHOBIC HYPOALLERGENIC WIRE REINFORCED REPROCESSIBLE FLEXIBLE IMPROVED FIT INTEGRATED 15MM CONNECTOR MR CONDITIONAL TRACH TIE IMPROVED WEANING CE MARKED STERILE PEDIATRIC LATEX FREE PORTEX BIVONA | Silicone | EA | 1 | 48.69 | 51.49 | 52.71 | 55.49 | 59.48 | 17 | 15673.4 | 299 | Alternative | 94% | Medtronic Minimally Invasive | 30PEF | TUBE TRACHEOSTOMY SIZE 3.0 L39MM OD4.8MM ID3MM WHITE POLYVINYLCHLORIDE DEHP FREE CUFFLESS INTEGRATED CONNECTOR TRANSPARENT FLANGE TAPE TIE RECESS PROMOTE AIRFLOW FLEXIBLE MR CONDITIONAL PEDIATRIC LATEX FREE DISPOSABLE SHILEY | PK |  | 46.43 | 46.43 | 46.43 | 46.43 | 46.43 | 1 | 46.43 | 1 | X | X | X | X | X | X | X | X | X | X | X | X |  |  | X | X | X | PVC
| Tubes Tracheostomy/Laryngectomy | ICU Medical Inc | 60SP030 | TUBE TRACHEOSTOMY SIZE 3.0 L39MM OD4.7MM ID3MM WHITE SILICONE CUFFLESS STRAIGHT FLANGE HYDROPHOBIC HYPOALLERGENIC WIRE REINFORCED REPROCESSIBLE FLEXIBLE IMPROVED FIT INTEGRATED 15MM CONNECTOR MR CONDITIONAL TRACH TIE IMPROVED WEANING CE MARKED STERILE PEDIATRIC LATEX FREE PORTEX BIVONA | Silicone | EA | 1 | 48.69 | 51.49 | 52.71 | 55.49 | 59.48 | 17 | 15673.4 | 299 | Alternative | 94% | Medtronic Minimally Invasive | 30PEF | TUBE TRACHEOSTOMY SIZE 3.0 L39MM OD4.8MM ID3MM WHITE POLYVINYLCHLORIDE DEHP FREE CUFFLESS INTEGRATED CONNECTOR TRANSPARENT FLANGE TAPE TIE RECESS PROMOTE AIRFLOW FLEXIBLE MR CONDITIONAL PEDIATRIC LATEX FREE DISPOSABLE SHILEY | BG |  | 230.85 | 230.85 | 230.85 | 230.85 | 230.85 | 1 | 2308.5 | 10 | X | X | X | X | X | X | X | X | X | X | X | X |  |  | X | X | X | PVC
| Tubes Tracheostomy/Laryngectomy | ICU Medical Inc | 60SP030 | TUBE TRACHEOSTOMY SIZE 3.0 L39MM OD4.7MM ID3MM WHITE SILICONE CUFFLESS STRAIGHT FLANGE HYDROPHOBIC HYPOALLERGENIC WIRE REINFORCED REPROCESSIBLE FLEXIBLE IMPROVED FIT INTEGRATED 15MM CONNECTOR MR CONDITIONAL TRACH TIE IMPROVED WEANING CE MARKED STERILE PEDIATRIC LATEX FREE PORTEX BIVONA | Silicone | EA | 1 | 48.69 | 51.49 | 52.71 | 55.49 | 59.48 | 17 | 15673.4 | 299 | Alternative | 94% | Medtronic Minimally Invasive | 30PEFP | TUBE TRACHEOSTOMY SIZE 3.0 L39MM OD4.8MM ID3MM WHITE POLYVINYLCHLORIDE DEHP FREE CUFFLESS INTEGRATED CONNECTOR TRANSPARENT FLANGE TAPE TIE RECESS PROMOTE AIRFLOW FLEXIBLE MR CONDITIONAL PEDIATRIC LATEX FREE DISPOSABLE SHILEY | [10 empty] | X | X | X | X | X | X | X | X | X | X | X | X |  |  | X | X | X | PVC
| Tubes Tracheostomy/Laryngectomy | ICU Medical Inc | 60SP030 | TUBE TRACHEOSTOMY SIZE 3.0 L39MM OD4.7MM ID3MM WHITE SILICONE CUFFLESS STRAIGHT FLANGE HYDROPHOBIC HYPOALLERGENIC WIRE REINFORCED REPROCESSIBLE FLEXIBLE IMPROVED FIT INTEGRATED 15MM CONNECTOR MR CONDITIONAL TRACH TIE IMPROVED WEANING CE MARKED STERILE PEDIATRIC LATEX FREE PORTEX BIVONA | Silicone | EA | 1 | 48.69 | 51.49 | 52.71 | 55.49 | 59.48 | 17 | 15673.4 | 299 | Alternative | 88% | Tracoe | 36130 | TUBE TRACHEOSTOMY SIZE 3.0 L32MM OD4.9MM ID3MM WHITE SILICONE DEHP FREE CUFFLESS KINK RESISTANT EXTENDED LENGTH THERMALLY STABLE NECK STRAP RING OBTURATOR MR CONDITIONAL RADIOPAQUE VERY SOFT TUBE TIP STERILE NEONATAL LATEX FREE TRACOE Silcosoft | EA | 1 | 128.5 | 128.5 | 129 | 133 | 133 | 3 | 6701 | 52 | X | X |  | X | X | X | X | X | X | X | X | X | X | X | X | X |  | Silicone
| Tubes Tracheostomy/Laryngectomy | ICU Medical Inc | 60SP030 | TUBE TRACHEOSTOMY SIZE 3.0 L39MM OD4.7MM ID3MM WHITE SILICONE CUFFLESS STRAIGHT FLANGE HYDROPHOBIC HYPOALLERGENIC WIRE REINFORCED REPROCESSIBLE FLEXIBLE IMPROVED FIT INTEGRATED 15MM CONNECTOR MR CONDITIONAL TRACH TIE IMPROVED WEANING CE MARKED STERILE PEDIATRIC LATEX FREE PORTEX BIVONA | Silicone | EA | 1 | 48.69 | 51.49 | 52.71 | 55.49 | 59.48 | 17 | 15673.4 | 299 | Alternative | 88% | Tracoe | 37330 | TUBE TRACHEOSTOMY SIZE 3.0 L39MM OD4.9MM ID3MM WHITE SILICONE DEHP FREE KINK RESISTANT EXTENDED LENGTH THERMALLY STABLE NECK STRAP RING OBTURATOR MR CONDITIONAL RADIOPAQUE VERY SOFT TUBE TIP STERILE PEDIATRIC LATEX FREE TRACOE Silcosoft | EA | 1 | 204 | 204 | 206 | 212 | 212 | 3 | 10448 | 51 | X | X | X | X | X |  | X | X | X | X | X | X | X | X | X | X |  | Silicone
| Tubes Tracheostomy/Laryngectomy | ICU Medical Inc | 60SP030 | TUBE TRACHEOSTOMY SIZE 3.0 L39MM OD4.7MM ID3MM WHITE SILICONE CUFFLESS STRAIGHT FLANGE HYDROPHOBIC HYPOALLERGENIC WIRE REINFORCED REPROCESSIBLE FLEXIBLE IMPROVED FIT INTEGRATED 15MM CONNECTOR MR CONDITIONAL TRACH TIE IMPROVED WEANING CE MARKED STERILE PEDIATRIC LATEX FREE PORTEX BIVONA | Silicone | EA | 1 | 48.69 | 51.49 | 52.71 | 55.49 | 59.48 | 17 | 15673.4 | 299 | Alternative | 88% | Tracoe | 36030 | TUBE TRACHEOSTOMY SIZE 3.0 L32MM OD4.9MM ID3MM WHITE SILICONE DEHP FREE CUFFLESS KINK RESISTANT THERMALLY STABLE NECK STRAP RING OBTURATOR MR CONDITIONAL RADIOPAQUE VERY SOFT TUBE TIP STERILE NEONATAL LATEX FREE TRACOE Silcosoft | EA | 1 | 63 | 63 | 63 | 63 | 63 | 1 | 1575 | 25 | X | X |  | X | X | X | X | X | X | X | X | X | X | X | X | X |  | Silicone
| Tubes Tracheostomy/Laryngectomy | ICU Medical Inc | 60SP030 | TUBE TRACHEOSTOMY SIZE 3.0 L39MM OD4.7MM ID3MM WHITE SILICONE CUFFLESS STRAIGHT FLANGE HYDROPHOBIC HYPOALLERGENIC WIRE REINFORCED REPROCESSIBLE FLEXIBLE IMPROVED FIT INTEGRATED 15MM CONNECTOR MR CONDITIONAL TRACH TIE IMPROVED WEANING CE MARKED STERILE PEDIATRIC LATEX FREE PORTEX BIVONA | Silicone | EA | 1 | 48.69 | 51.49 | 52.71 | 55.49 | 59.48 | 17 | 15673.4 | 299 | Alternative | 88% | Tracoe | 37230 | TUBE TRACHEOSTOMY SIZE 3.0 L39MM OD4.9MM ID3MM WHITE SILICONE DEHP FREE WATER CUFF KINK RESISTANT THERMALLY STABLE NECK STRAP RING OBTURATOR MR CONDITIONAL RADIOPAQUE VERY SOFT TUBE TIP STERILE PEDIATRIC LATEX FREE TRACOE Silcosoft | EA | 1 | 194 | 194 | 194 | 194 | 194 | 1 | 970 | 5 | X | X | X | X | X |  | X | X | X | X | X | X | X | X | X | X |  | Silicone
| Tubes Tracheostomy/Laryngectomy | ICU Medical Inc | 60SP030 | TUBE TRACHEOSTOMY SIZE 3.0 L39MM OD4.7MM ID3MM WHITE SILICONE CUFFLESS STRAIGHT FLANGE HYDROPHOBIC HYPOALLERGENIC WIRE REINFORCED REPROCESSIBLE FLEXIBLE IMPROVED FIT INTEGRATED 15MM CONNECTOR MR CONDITIONAL TRACH TIE IMPROVED WEANING CE MARKED STERILE PEDIATRIC LATEX FREE PORTEX BIVONA | Silicone | EA | 1 | 48.69 | 51.49 | 52.71 | 55.49 | 59.48 | 17 | 15673.4 | 299 | Alternative | 84% | Medtronic Minimally Invasive | 30NEF | TUBE TRACHEOSTOMY SIZE 3.0 L30MM OD4.8MM ID3MM WHITE POLYVINYLCHLORIDE DEHP FREE CUFFLESS INTEGRATED CONNECTOR TRANSPARENT FLANGE TAPE TIE RECESS PROMOTE AIRFLOW FLEXIBLE MR CONDITIONAL NEONATAL LATEX FREE DISPOSABLE SHILEY | EA | 1 | 39.91 | 45.5 | 46.17 | 46.78 | 55.02 | 65 | 31106.13 | 673 | X | X |  | X | X | X | X | X | X | X | X | X |  |  | X | X | X | PVC
| Tubes Tracheostomy/Laryngectomy | ICU Medical Inc | 60SP030 | TUBE TRACHEOSTOMY SIZE 3.0 L39MM OD4.7MM ID3MM WHITE SILICONE CUFFLESS STRAIGHT FLANGE HYDROPHOBIC HYPOALLERGENIC WIRE REINFORCED REPROCESSIBLE FLEXIBLE IMPROVED FIT INTEGRATED 15MM CONNECTOR MR CONDITIONAL TRACH TIE IMPROVED WEANING CE MARKED STERILE PEDIATRIC LATEX FREE PORTEX BIVONA | Silicone | EA | 1 | 48.69 | 51.49 | 52.71 | 55.49 | 59.48 | 17 | 15673.4 | 299 | Alternative | 84% | Medtronic Minimally Invasive | 30PCF | TUBE TRACHEOSTOMY SIZE 3.0 L39MM OD4.8MM ID3MM WHITE POLYVINYLCHLORIDE DEHP FREE TAPERGUARD CUFF INTEGRATED CONNECTOR TRANSPARENT FLANGE TAPE TIE RECESS PROMOTE AIRFLOW FLEXIBLE MR CONDITIONAL PEDIATRIC LATEX FREE DISPOSABLE SHILEY | EA | 1 | 46.63 | 60.87 | 64.99 | 66.95 | 73.84 | 24 | 14296.37 | 223 | X | X | X | X | X |  | X | X | X | X | X | X |  |  | X | X | X | PVC
| Tubes Tracheostomy/Laryngectomy | ICU Medical Inc | 60SP030 | TUBE TRACHEOSTOMY SIZE 3.0 L39MM OD4.7MM ID3MM WHITE SILICONE CUFFLESS STRAIGHT FLANGE HYDROPHOBIC HYPOALLERGENIC WIRE REINFORCED REPROCESSIBLE FLEXIBLE IMPROVED FIT INTEGRATED 15MM CONNECTOR MR CONDITIONAL TRACH TIE IMPROVED WEANING CE MARKED STERILE PEDIATRIC LATEX FREE PORTEX BIVONA | Silicone | EA | 1 | 48.69 | 51.49 | 52.71 | 55.49 | 59.48 | 17 | 15673.4 | 299 | Alternative | 84% | Medtronic Minimally Invasive | 30NEF | TUBE TRACHEOSTOMY SIZE 3.0 L30MM OD4.8MM ID3MM WHITE POLYVINYLCHLORIDE DEHP FREE CUFFLESS INTEGRATED CONNECTOR TRANSPARENT FLANGE TAPE TIE RECESS PROMOTE AIRFLOW FLEXIBLE MR CONDITIONAL NEONATAL LATEX FREE DISPOSABLE SHILEY | BX |  | 45.5 | 45.5 | 45.84 | 46.43 | 53.09 | 5 | 696.35 | 15 | X | X |  | X | X | X | X | X | X | X | X | X |  |  | X | X | X | PVC
| Tubes Tracheostomy/Laryngectomy | ICU Medical Inc | 60SP030 | TUBE TRACHEOSTOMY SIZE 3.0 L39MM OD4.7MM ID3MM WHITE SILICONE CUFFLESS STRAIGHT FLANGE HYDROPHOBIC HYPOALLERGENIC WIRE REINFORCED REPROCESSIBLE FLEXIBLE IMPROVED FIT INTEGRATED 15MM CONNECTOR MR CONDITIONAL TRACH TIE IMPROVED WEANING CE MARKED STERILE PEDIATRIC LATEX FREE PORTEX BIVONA | Silicone | EA | 1 | 48.69 | 51.49 | 52.71 | 55.49 | 59.48 | 17 | 15673.4 | 299 | Alternative | 84% | Medtronic Minimally Invasive | 30NEFP | TUBE TRACHEOSTOMY SIZE 3.0 L30MM OD4.8MM ID3MM WHITE POLYVINYLCHLORIDE DEHP FREE CUFFLESS INTEGRATED CONNECTOR TRANSPARENT FLANGE TAPE TIE RECESS PROMOTE AIRFLOW FLEXIBLE MR CONDITIONAL NEONATAL LATEX FREE DISPOSABLE SHILEY | [10 empty] | X | X |  | X | X | X | X | X | X | X | X | X |  |  | X | X | X | PVC
| Tubes Tracheostomy/Laryngectomy | ICU Medical Inc | 60SP030 | TUBE TRACHEOSTOMY SIZE 3.0 L39MM OD4.7MM ID3MM WHITE SILICONE CUFFLESS STRAIGHT FLANGE HYDROPHOBIC HYPOALLERGENIC WIRE REINFORCED REPROCESSIBLE FLEXIBLE IMPROVED FIT INTEGRATED 15MM CONNECTOR MR CONDITIONAL TRACH TIE IMPROVED WEANING CE MARKED STERILE PEDIATRIC LATEX FREE PORTEX BIVONA | Silicone | EA | 1 | 48.69 | 51.49 | 52.71 | 55.49 | 59.48 | 17 | 15673.4 | 299 | Alternative | 79% | Tracoe | 36330 | TUBE TRACHEOSTOMY SIZE 3.0 L32MM OD4.9MM ID3MM WHITE SILICONE DEHP FREE KINK RESISTANT EXTENDED LENGTH THERMALLY STABLE NECK STRAP RING OBTURATOR MR CONDITIONAL RADIOPAQUE VERY SOFT TUBE TIP STERILE NEONATAL LATEX FREE TRACOE Silcosoft | EA | 1 | 204 | 204 | 206 | 206 | 206 | 3 | 23840 | 116 | X | X |  | X | X |  | X | X | X | X | X | X | X | X | X | X |  | Silicone
| Tubes Tracheostomy/Laryngectomy | ICU Medical Inc | 60SP030 | TUBE TRACHEOSTOMY SIZE 3.0 L39MM OD4.7MM ID3MM WHITE SILICONE CUFFLESS STRAIGHT FLANGE HYDROPHOBIC HYPOALLERGENIC WIRE REINFORCED REPROCESSIBLE FLEXIBLE IMPROVED FIT INTEGRATED 15MM CONNECTOR MR CONDITIONAL TRACH TIE IMPROVED WEANING CE MARKED STERILE PEDIATRIC LATEX FREE PORTEX BIVONA | Silicone | EA | 1 | 48.69 | 51.49 | 52.71 | 55.49 | 59.48 | 17 | 15673.4 | 299 | Alternative | 79% | Tracoe | 37035 | TUBE TRACHEOSTOMY SIZE 3.5 L40MM OD5.4MM ID3.5MM WHITE SILICONE DEHP FREE CUFFLESS KINK RESISTANT THERMALLY STABLE NECK STRAP RING OBTURATOR MR CONDITIONAL RADIOPAQUE VERY SOFT TUBE TIP STERILE PEDIATRIC LATEX FREE TRACOE Silcosoft | EA | 1 | 63 | 63 | 63 | 68 | 68 | 3 | 3185 | 50 |  |  | X | X | X | X | X | X | X | X | X | X | X | X | X | X |  | Silicone
| Tubes Tracheostomy/Laryngectomy | ICU Medical Inc | 60SP030 | TUBE TRACHEOSTOMY SIZE 3.0 L39MM OD4.7MM ID3MM WHITE SILICONE CUFFLESS STRAIGHT FLANGE HYDROPHOBIC HYPOALLERGENIC WIRE REINFORCED REPROCESSIBLE FLEXIBLE IMPROVED FIT INTEGRATED 15MM CONNECTOR MR CONDITIONAL TRACH TIE IMPROVED WEANING CE MARKED STERILE PEDIATRIC LATEX FREE PORTEX BIVONA | Silicone | EA | 1 | 48.69 | 51.49 | 52.71 | 55.49 | 59.48 | 17 | 15673.4 | 299 | Alternative | 79% | Tracoe | 37135 | TUBE TRACHEOSTOMY SIZE 3.5 L40MM OD5.4MM ID3.5MM WHITE SILICONE DEHP FREE CUFFLESS KINK RESISTANT EXTENDED LENGTH THERMALLY STABLE NECK STRAP RING OBTURATOR MR CONDITIONAL RADIOPAQUE VERY SOFT TUBE TIP STERILE PEDIATRIC LATEX FREE TRACOE Silcosoft | EA | 1 | 91 | 91 | 91 | 91 | 91 | 2 | 12285 | 135 |  |  | X | X | X | X | X | X | X | X | X | X | X | X | X | X |  | Silicone
| Tubes Tracheostomy/Laryngectomy | ICU Medical Inc | 60SP030 | TUBE TRACHEOSTOMY SIZE 3.0 L39MM OD4.7MM ID3MM WHITE SILICONE CUFFLESS STRAIGHT FLANGE HYDROPHOBIC HYPOALLERGENIC WIRE REINFORCED REPROCESSIBLE FLEXIBLE IMPROVED FIT INTEGRATED 15MM CONNECTOR MR CONDITIONAL TRACH TIE IMPROVED WEANING CE MARKED STERILE PEDIATRIC LATEX FREE PORTEX BIVONA | Silicone | EA | 1 | 48.69 | 51.49 | 52.71 | 55.49 | 59.48 | 17 | 15673.4 | 299 | Alternative | 79% | Tracoe | 36230 | TUBE TRACHEOSTOMY SIZE 3.0 L32MM OD4.9MM ID3MM WHITE SILICONE DEHP FREE WATER CUFF KINK RESISTANT THERMALLY STABLE NECK STRAP RING OBTURATOR MR CONDITIONAL RADIOPAQUE VERY SOFT TUBE TIP STERILE NEONATAL LATEX FREE TRACOE Silcosoft | EA | 1 | 183.85 | 183.85 | 183.85 | 183.85 | 183.85 | 1 | 735.4 | 4 | X | X |  | X | X |  | X | X | X | X | X | X | X | X | X | X |  | Silicone
| Tubes Tracheostomy/Laryngectomy | ICU Medical Inc | 60SP030 | TUBE TRACHEOSTOMY SIZE 3.0 L39MM OD4.7MM ID3MM WHITE SILICONE CUFFLESS STRAIGHT FLANGE HYDROPHOBIC HYPOALLERGENIC WIRE REINFORCED REPROCESSIBLE FLEXIBLE IMPROVED FIT INTEGRATED 15MM CONNECTOR MR CONDITIONAL TRACH TIE IMPROVED WEANING CE MARKED STERILE PEDIATRIC LATEX FREE PORTEX BIVONA | Silicone | EA | 1 | 48.69 | 51.49 | 52.71 | 55.49 | 59.48 | 17 | 15673.4 | 299 | Alternative | 79% | Tracoe | 37125 | TUBE TRACHEOSTOMY SIZE 2.5 L38MM OD4.4MM ID2.5MM WHITE SILICONE DEHP FREE CUFFLESS KINK RESISTANT EXTENDED LENGTH THERMALLY STABLE NECK STRAP RING OBTURATOR MR CONDITIONAL RADIOPAQUE VERY SOFT TUBE TIP STERILE PEDIATRIC LATEX FREE TRACOE Silcosoft | EA | 1 | 91 | 91 | 91 | 91 | 91 | 1 | 546 | 6 |  |  | X | X | X | X | X | X | X | X | X | X | X | X | X | X |  | Silicone
| Tubes Tracheostomy/Laryngectomy | ICU Medical Inc | 60SP030 | TUBE TRACHEOSTOMY SIZE 3.0 L39MM OD4.7MM ID3MM WHITE SILICONE CUFFLESS STRAIGHT FLANGE HYDROPHOBIC HYPOALLERGENIC WIRE REINFORCED REPROCESSIBLE FLEXIBLE IMPROVED FIT INTEGRATED 15MM CONNECTOR MR CONDITIONAL TRACH TIE IMPROVED WEANING CE MARKED STERILE PEDIATRIC LATEX FREE PORTEX BIVONA | Silicone | EA | 1 | 48.69 | 51.49 | 52.71 | 55.49 | 59.48 | 17 | 15673.4 | 299 | Alternative | 79% | Tracoe | 37025 | TUBE TRACHEOSTOMY SIZE 2.5 L38MM OD4.4MM ID2.5MM WHITE SILICONE DEHP FREE CUFFLESS KINK RESISTANT THERMALLY STABLE NECK STRAP RING OBTURATOR MR CONDITIONAL RADIOPAQUE VERY SOFT TUBE TIP STERILE PEDIATRIC LATEX FREE TRACOE Silcosoft | EA | 1 | 63 | 63 | 63 | 63 | 63 | 1 | 126 | 2 |  |  | X | X | X | X | X | X | X | X | X | X | X | X | X | X |  | Silicone
| Tubes Tracheostomy/Laryngectomy | ICU Medical Inc | 60SP030 | TUBE TRACHEOSTOMY SIZE 3.0 L39MM OD4.7MM ID3MM WHITE SILICONE CUFFLESS STRAIGHT FLANGE HYDROPHOBIC HYPOALLERGENIC WIRE REINFORCED REPROCESSIBLE FLEXIBLE IMPROVED FIT INTEGRATED 15MM CONNECTOR MR CONDITIONAL TRACH TIE IMPROVED WEANING CE MARKED STERILE PEDIATRIC LATEX FREE PORTEX BIVONA | Silicone | EA | 1 | 48.69 | 51.49 | 52.71 | 55.49 | 59.48 | 17 | 15673.4 | 299 | Alternative | 78% | Premier Medical Prod | 1034310 | TUBE TRACHEOSTOMY SIZE 0 L38MM OD4.6MM ID2.8MM SILVER STAINLESS STEEL CUFFLESS INTERCHANGEABLE INNER TUBE SWIVEL LOCKING REGULAR LENGTH OBTURATOR 90DEG CURVE NONSTERILE ADULT LATEX FREE JACKSON | [10 empty] | X | X | X | X | X | X |  |  | X | X | X | X |  | X |  |  |  | Stainless steel
| Tubes Tracheostomy/Laryngectomy | ICU Medical Inc | 60SP030 | TUBE TRACHEOSTOMY SIZE 3.0 L39MM OD4.7MM ID3MM WHITE SILICONE CUFFLESS STRAIGHT FLANGE HYDROPHOBIC HYPOALLERGENIC WIRE REINFORCED REPROCESSIBLE FLEXIBLE IMPROVED FIT INTEGRATED 15MM CONNECTOR MR CONDITIONAL TRACH TIE IMPROVED WEANING CE MARKED STERILE PEDIATRIC LATEX FREE PORTEX BIVONA | Silicone | EA | 1 | 48.69 | 51.49 | 52.71 | 55.49 | 59.48 | 17 | 15673.4 | 299 | Alternative | 78% | Tracoe | 10103 | TUBE TRACHEOSTOMY SIZE 3.0 L42MM OD4.8MM ID3.5MM CLEAR POLYMER CUFFLESS NECK STRAP FLEXIBLE MR CONDITIONAL ADULT LATEX FREE TRACOE COMFORT | [11 empty] | X |  | X | X | X | X | X | X | X | X | X |  | X | X | X | X | Polymer
| Tubes Tracheostomy/Laryngectomy | ICU Medical Inc | 60SP030 | TUBE TRACHEOSTOMY SIZE 3.0 L39MM OD4.7MM ID3MM WHITE SILICONE CUFFLESS STRAIGHT FLANGE HYDROPHOBIC HYPOALLERGENIC WIRE REINFORCED REPROCESSIBLE FLEXIBLE IMPROVED FIT INTEGRATED 15MM CONNECTOR MR CONDITIONAL TRACH TIE IMPROVED WEANING CE MARKED STERILE PEDIATRIC LATEX FREE PORTEX BIVONA | Silicone | EA | 1 | 48.69 | 51.49 | 52.71 | 55.49 | 59.48 | 17 | 15673.4 | 299 | Alternative | 76% | SunMed LLC | 1739035 | TUBE TRACHEOSTOMY SIZE 3.5 L56.5MM OD4.67MM ID3.5MM POLYVINYLCHLORIDE CUFFLESS INTEGRAL 15MM CONNECTOR CUSHION NECK BAND NECK BAND RETAINER OBTURATOR RADIOPAQUE STRIP LOW PRESSURE MR CONDITIONAL STERILE ADULT LATEX FREE DISPOSABLE | [11 empty] | X |  | X | X | X | X | X | X | X | X | X |  | X | X | X |  | PVC
| Tubes Tracheostomy/Laryngectomy | ICU Medical Inc | 60SP030 | TUBE TRACHEOSTOMY SIZE 3.0 L39MM OD4.7MM ID3MM WHITE SILICONE CUFFLESS STRAIGHT FLANGE HYDROPHOBIC HYPOALLERGENIC WIRE REINFORCED REPROCESSIBLE FLEXIBLE IMPROVED FIT INTEGRATED 15MM CONNECTOR MR CONDITIONAL TRACH TIE IMPROVED WEANING CE MARKED STERILE PEDIATRIC LATEX FREE PORTEX BIVONA | Silicone | EA | 1 | 48.69 | 51.49 | 52.71 | 55.49 | 59.48 | 17 | 15673.4 | 299 | Alternative | 76% | SunMed LLC | 1739030 | TUBE TRACHEOSTOMY SIZE 3.0 L56.5MM OD4MM ID3MM POLYVINYLCHLORIDE CUFFLESS INTEGRAL 15MM CONNECTOR CUSHION NECK BAND NECK BAND RETAINER OBTURATOR RADIOPAQUE STRIP LOW PRESSURE MR CONDITIONAL STERILE ADULT LATEX FREE DISPOSABLE | [10 empty] | X |  |  | X | X | X | X | X | X | X | X | X |  | X | X | X |  | PVC
| Tubes Tracheostomy/Laryngectomy | ICU Medical Inc | 60SP030 | TUBE TRACHEOSTOMY SIZE 3.0 L39MM OD4.7MM ID3MM WHITE SILICONE CUFFLESS STRAIGHT FLANGE HYDROPHOBIC HYPOALLERGENIC WIRE REINFORCED REPROCESSIBLE FLEXIBLE IMPROVED FIT INTEGRATED 15MM CONNECTOR MR CONDITIONAL TRACH TIE IMPROVED WEANING CE MARKED STERILE PEDIATRIC LATEX FREE PORTEX BIVONA | Silicone | EA | 1 | 48.69 | 51.49 | 52.71 | 55.49 | 59.48 | 17 | 15673.4 | 299 | Alternative | 75% | Medtronic Minimally Invasive | 35PEF | TUBE TRACHEOSTOMY SIZE 3.5 L40MM OD5.4MM ID3.5MM WHITE POLYVINYLCHLORIDE DEHP FREE CUFFLESS INTEGRATED CONNECTOR TRANSPARENT FLANGE TAPE TIE RECESS PROMOTE AIRFLOW FLEXIBLE MR CONDITIONAL PEDIATRIC LATEX FREE DISPOSABLE SHILEY | EA | 1 | 39.91 | 45.5 | 45.96 | 46.43 | 55.2 | 101 | 60357.95 | 1307 |  |  | X | X | X | X | X | X | X | X | X | X |  |  | X | X | X | PVC
| Tubes Tracheostomy/Laryngectomy | ICU Medical Inc | 60SP030 | TUBE TRACHEOSTOMY SIZE 3.0 L39MM OD4.7MM ID3MM WHITE SILICONE CUFFLESS STRAIGHT FLANGE HYDROPHOBIC HYPOALLERGENIC WIRE REINFORCED REPROCESSIBLE FLEXIBLE IMPROVED FIT INTEGRATED 15MM CONNECTOR MR CONDITIONAL TRACH TIE IMPROVED WEANING CE MARKED STERILE PEDIATRIC LATEX FREE PORTEX BIVONA | Silicone | EA | 1 | 48.69 | 51.49 | 52.71 | 55.49 | 59.48 | 17 | 15673.4 | 299 | Alternative | 75% | Medtronic Minimally Invasive | 30NCF | TUBE TRACHEOSTOMY SIZE 3.0 L30MM OD4.8MM ID3MM WHITE POLYVINYLCHLORIDE DEHP FREE TAPERGUARD CUFF INTEGRATED CONNECTOR TRANSPARENT FLANGE TAPE TIE RECESS PROMOTE AIRFLOW FLEXIBLE MR CONDITIONAL NEONATAL LATEX FREE DISPOSABLE SHILEY | EA | 1 | 45.8967 | 58.67 | 60.54 | 65 | 70.32 | 20 | 11741.6701 | 183 | X | X |  | X | X |  | X | X | X | X | X | X |  |  | X | X | X | PVC
| Tubes Tracheostomy/Laryngectomy | ICU Medical Inc | 60SP030 | TUBE TRACHEOSTOMY SIZE 3.0 L39MM OD4.7MM ID3MM WHITE SILICONE CUFFLESS STRAIGHT FLANGE HYDROPHOBIC HYPOALLERGENIC WIRE REINFORCED REPROCESSIBLE FLEXIBLE IMPROVED FIT INTEGRATED 15MM CONNECTOR MR CONDITIONAL TRACH TIE IMPROVED WEANING CE MARKED STERILE PEDIATRIC LATEX FREE PORTEX BIVONA | Silicone | EA | 1 | 48.69 | 51.49 | 52.71 | 55.49 | 59.48 | 17 | 15673.4 | 299 | Alternative | 75% | Medtronic Minimally Invasive | 35PEF | TUBE TRACHEOSTOMY SIZE 3.5 L40MM OD5.4MM ID3.5MM WHITE POLYVINYLCHLORIDE DEHP FREE CUFFLESS INTEGRATED CONNECTOR TRANSPARENT FLANGE TAPE TIE RECESS PROMOTE AIRFLOW FLEXIBLE MR CONDITIONAL PEDIATRIC LATEX FREE DISPOSABLE SHILEY | BX |  | 29.07 | 29.07 | 45.04 | 45.04 | 46.64 | 8 | 1884.2 | 50 |  |  | X | X | X | X | X | X | X | X | X | X |  |  | X | X | X | PVC
| Tubes Tracheostomy/Laryngectomy | ICU Medical Inc | 60SP030 | TUBE TRACHEOSTOMY SIZE 3.0 L39MM OD4.7MM ID3MM WHITE SILICONE CUFFLESS STRAIGHT FLANGE HYDROPHOBIC HYPOALLERGENIC WIRE REINFORCED REPROCESSIBLE FLEXIBLE IMPROVED FIT INTEGRATED 15MM CONNECTOR MR CONDITIONAL TRACH TIE IMPROVED WEANING CE MARKED STERILE PEDIATRIC LATEX FREE PORTEX BIVONA | Silicone | EA | 1 | 48.69 | 51.49 | 52.71 | 55.49 | 59.48 | 17 | 15673.4 | 299 | Alternative | 75% | Medtronic Minimally Invasive | 25PEF | TUBE TRACHEOSTOMY SIZE 2.5 L39MM OD4.2MM ID2.5MM WHITE POLYVINYLCHLORIDE DEHP FREE CUFFLESS INTEGRATED CONNECTOR TRANSPARENT FLANGE TAPE TIE RECESS PROMOTE AIRFLOW FLEXIBLE MR CONDITIONAL PEDIATRIC LATEX FREE DISPOSABLE SHILEY | EA | 1 | 39.91 | 44.8 | 45.5 | 46.43 | 46.43 | 7 | 1353.07 | 30 |  |  | X | X | X | X | X | X | X | X | X | X |  |  | X | X | X | PVC
| Tubes Tracheostomy/Laryngectomy | ICU Medical Inc | 60SP030 | TUBE TRACHEOSTOMY SIZE 3.0 L39MM OD4.7MM ID3MM WHITE SILICONE CUFFLESS STRAIGHT FLANGE HYDROPHOBIC HYPOALLERGENIC WIRE REINFORCED REPROCESSIBLE FLEXIBLE IMPROVED FIT INTEGRATED 15MM CONNECTOR MR CONDITIONAL TRACH TIE IMPROVED WEANING CE MARKED STERILE PEDIATRIC LATEX FREE PORTEX BIVONA | Silicone | EA | 1 | 48.69 | 51.49 | 52.71 | 55.49 | 59.48 | 17 | 15673.4 | 299 | Alternative | 75% | Tracoe | 35535 | TUBE TRACHEOSTOMY SIZE 3.5 L40MM OD5MM ID3.5MM CUFFLESS OBTURATOR INTEGRATED 15MM CONNECTOR NECK STRAP FUNNEL SHAPED INNER DESIGN THIN WALL STERILE PEDIATRIC LATEX FREE TRACOE MINI | EA | 1 | 35.54 | 35.54 | 36 | 41.5 | 41.5 | 3 | 1578.18 | 41 |  |  | X | X | X | X | X | X | X | X | X | X |  |  | X | X | X | Silicone
| Tubes Tracheostomy/Laryngectomy | ICU Medical Inc | 60SP030 | TUBE TRACHEOSTOMY SIZE 3.0 L39MM OD4.7MM ID3MM WHITE SILICONE CUFFLESS STRAIGHT FLANGE HYDROPHOBIC HYPOALLERGENIC WIRE REINFORCED REPROCESSIBLE FLEXIBLE IMPROVED FIT INTEGRATED 15MM CONNECTOR MR CONDITIONAL TRACH TIE IMPROVED WEANING CE MARKED STERILE PEDIATRIC LATEX FREE PORTEX BIVONA | Silicone | EA | 1 | 48.69 | 51.49 | 52.71 | 55.49 | 59.48 | 17 | 15673.4 | 299 | Alternative | 75% | Tracoe | 35030 | TUBE TRACHEOSTOMY SIZE 3.0 L32MM OD4.3MM ID3MM CUFFLESS OBTURATOR INTEGRATED 15MM CONNECTOR NECK STRAP FUNNEL SHAPED INNER DESIGN THIN WALL STERILE NEONATAL LATEX FREE TRACOE MINI | EA | 1 | 35.54 | 35.54 | 35.54 | 36 | 36 | 2 | 71.54 | 2 | X |  |  | X | X | X | X | X | X | X | X | X |  |  | X | X | X | Silicone
| Tubes Tracheostomy/Laryngectomy | ICU Medical Inc | 60SP030 | TUBE TRACHEOSTOMY SIZE 3.0 L39MM OD4.7MM ID3MM WHITE SILICONE CUFFLESS STRAIGHT FLANGE HYDROPHOBIC HYPOALLERGENIC WIRE REINFORCED REPROCESSIBLE FLEXIBLE IMPROVED FIT INTEGRATED 15MM CONNECTOR MR CONDITIONAL TRACH TIE IMPROVED WEANING CE MARKED STERILE PEDIATRIC LATEX FREE PORTEX BIVONA | Silicone | EA | 1 | 48.69 | 51.49 | 52.71 | 55.49 | 59.48 | 17 | 15673.4 | 299 | Alternative | 75% | Tracoe | 35530 | TUBE TRACHEOSTOMY SIZE 3.0 L36MM OD4.3MM ID3MM CUFFLESS OBTURATOR INTEGRATED 15MM CONNECTOR NECK STRAP FUNNEL SHAPED INNER DESIGN THIN WALL STERILE PEDIATRIC LATEX FREE TRACOE MINI | EA | 1 | 35.54 | 35.54 | 35.54 | 36 | 36 | 2 | 569.56 | 16 | X |  |  | X | X | X | X | X | X | X | X | X |  |  | X | X | X | Silicone
| Tubes Tracheostomy/Laryngectomy | ICU Medical Inc | 60SP030 | TUBE TRACHEOSTOMY SIZE 3.0 L39MM OD4.7MM ID3MM WHITE SILICONE CUFFLESS STRAIGHT FLANGE HYDROPHOBIC HYPOALLERGENIC WIRE REINFORCED REPROCESSIBLE FLEXIBLE IMPROVED FIT INTEGRATED 15MM CONNECTOR MR CONDITIONAL TRACH TIE IMPROVED WEANING CE MARKED STERILE PEDIATRIC LATEX FREE PORTEX BIVONA | Silicone | EA | 1 | 48.69 | 51.49 | 52.71 | 55.49 | 59.48 | 17 | 15673.4 | 299 | Alternative | 75% | Medtronic Minimally Invasive | 35PEF | TUBE TRACHEOSTOMY SIZE 3.5 L40MM OD5.4MM ID3.5MM WHITE POLYVINYLCHLORIDE DEHP FREE CUFFLESS INTEGRATED CONNECTOR TRANSPARENT FLANGE TAPE TIE RECESS PROMOTE AIRFLOW FLEXIBLE MR CONDITIONAL PEDIATRIC LATEX FREE DISPOSABLE SHILEY | CS |  | 31.85 | 31.85 | 31.85 | 31.85 | 31.85 | 1 | 445.9 | 14 |  |  | X | X | X | X | X | X | X | X | X | X |  |  | X | X | X | PVC
| Tubes Tracheostomy/Laryngectomy | ICU Medical Inc | 60SP030 | TUBE TRACHEOSTOMY SIZE 3.0 L39MM OD4.7MM ID3MM WHITE SILICONE CUFFLESS STRAIGHT FLANGE HYDROPHOBIC HYPOALLERGENIC WIRE REINFORCED REPROCESSIBLE FLEXIBLE IMPROVED FIT INTEGRATED 15MM CONNECTOR MR CONDITIONAL TRACH TIE IMPROVED WEANING CE MARKED STERILE PEDIATRIC LATEX FREE PORTEX BIVONA | Silicone | EA | 1 | 48.69 | 51.49 | 52.71 | 55.49 | 59.48 | 17 | 15673.4 | 299 | Alternative | 75% | Medtronic Minimally Invasive | 35PEFP | TUBE TRACHEOSTOMY SIZE 3.5 L40MM OD5.4MM ID3.5MM WHITE POLYVINYLCHLORIDE DEHP FREE CUFFLESS INTEGRATED CONNECTOR TRANSPARENT FLANGE TAPE TIE RECESS PROMOTE AIRFLOW FLEXIBLE MR CONDITIONAL PEDIATRIC LATEX FREE DISPOSABLE SHILEY | [12 empty] | X | X | X | X | X | X | X | X | X | X |  |  | X | X | X | PVC
| Tubes Tracheostomy/Laryngectomy | ICU Medical Inc | 60SP035 | TUBE TRACHEOSTOMY SIZE 3.5 L40MM OD5.3MM ID3.5MM WHITE SILICONE CUFFLESS STRAIGHT FLANGE HYDROPHOBIC HYPOALLERGENIC WIRE REINFORCED REPROCESSIBLE FLEXIBLE IMPROVED FIT INTEGRATED 15MM CONNECTOR MR CONDITIONAL TRACH TIE IMPROVED WEANING CE MARKED STERILE PEDIATRIC LATEX FREE PORTEX BIVONA | Silicone | EA | 1 | 48.69 | 51.49 | 53.28 | 55.49 | 59.48 | 21 | 22658.27 | 437 | Alternative | 98% | Tracoe | 37035 | TUBE TRACHEOSTOMY SIZE 3.5 L40MM OD5.4MM ID3.5MM WHITE SILICONE DEHP FREE CUFFLESS KINK RESISTANT THERMALLY STABLE NECK STRAP RING OBTURATOR MR CONDITIONAL RADIOPAQUE VERY SOFT TUBE TIP STERILE PEDIATRIC LATEX FREE TRACOE Silcosoft | EA | 1 | 63 | 63 | 63 | 68 | 68 | 3 | 3185 | 50 | X | X | X | X | X | X | X | X | X | X | X | X | X | X | X | X |  | Silicone
| Tubes Tracheostomy/Laryngectomy | ICU Medical Inc | 60SP035 | TUBE TRACHEOSTOMY SIZE 3.5 L40MM OD5.3MM ID3.5MM WHITE SILICONE CUFFLESS STRAIGHT FLANGE HYDROPHOBIC HYPOALLERGENIC WIRE REINFORCED REPROCESSIBLE FLEXIBLE IMPROVED FIT INTEGRATED 15MM CONNECTOR MR CONDITIONAL TRACH TIE IMPROVED WEANING CE MARKED STERILE PEDIATRIC LATEX FREE PORTEX BIVONA | Silicone | EA | 1 | 48.69 | 51.49 | 53.28 | 55.49 | 59.48 | 21 | 22658.27 | 437 | Alternative | 98% | Tracoe | 37135 | TUBE TRACHEOSTOMY SIZE 3.5 L40MM OD5.4MM ID3.5MM WHITE SILICONE DEHP FREE CUFFLESS KINK RESISTANT EXTENDED LENGTH THERMALLY STABLE NECK STRAP RING OBTURATOR MR CONDITIONAL RADIOPAQUE VERY SOFT TUBE TIP STERILE PEDIATRIC LATEX FREE TRACOE Silcosoft | EA | 1 | 91 | 91 | 91 | 91 | 91 | 2 | 12285 | 135 | X | X | X | X | X | X | X | X | X | X | X | X | X | X | X | X |  | Silicone
| Tubes Tracheostomy/Laryngectomy | ICU Medical Inc | 60SP035 | TUBE TRACHEOSTOMY SIZE 3.5 L40MM OD5.3MM ID3.5MM WHITE SILICONE CUFFLESS STRAIGHT FLANGE HYDROPHOBIC HYPOALLERGENIC WIRE REINFORCED REPROCESSIBLE FLEXIBLE IMPROVED FIT INTEGRATED 15MM CONNECTOR MR CONDITIONAL TRACH TIE IMPROVED WEANING CE MARKED STERILE PEDIATRIC LATEX FREE PORTEX BIVONA | Silicone | EA | 1 | 48.69 | 51.49 | 53.28 | 55.49 | 59.48 | 21 | 22658.27 | 437 | Alternative | 94% | Medtronic Minimally Invasive | 35PEF | TUBE TRACHEOSTOMY SIZE 3.5 L40MM OD5.4MM ID3.5MM WHITE POLYVINYLCHLORIDE DEHP FREE CUFFLESS INTEGRATED CONNECTOR TRANSPARENT FLANGE TAPE TIE RECESS PROMOTE AIRFLOW FLEXIBLE MR CONDITIONAL PEDIATRIC LATEX FREE DISPOSABLE SHILEY | EA | 1 | 39.91 | 45.5 | 45.96 | 46.43 | 55.2 | 101 | 60357.95 | 1307 | X | X | X | X | X | X | X | X | X | X | X | X |  |  | X | X | X | PVC
| Tubes Tracheostomy/Laryngectomy | ICU Medical Inc | 60SP035 | TUBE TRACHEOSTOMY SIZE 3.5 L40MM OD5.3MM ID3.5MM WHITE SILICONE CUFFLESS STRAIGHT FLANGE HYDROPHOBIC HYPOALLERGENIC WIRE REINFORCED REPROCESSIBLE FLEXIBLE IMPROVED FIT INTEGRATED 15MM CONNECTOR MR CONDITIONAL TRACH TIE IMPROVED WEANING CE MARKED STERILE PEDIATRIC LATEX FREE PORTEX BIVONA | Silicone | EA | 1 | 48.69 | 51.49 | 53.28 | 55.49 | 59.48 | 21 | 22658.27 | 437 | Alternative | 94% | Medtronic Minimally Invasive | 35PEF | TUBE TRACHEOSTOMY SIZE 3.5 L40MM OD5.4MM ID3.5MM WHITE POLYVINYLCHLORIDE DEHP FREE CUFFLESS INTEGRATED CONNECTOR TRANSPARENT FLANGE TAPE TIE RECESS PROMOTE AIRFLOW FLEXIBLE MR CONDITIONAL PEDIATRIC LATEX FREE DISPOSABLE SHILEY | BX |  | 29.07 | 29.07 | 45.04 | 45.04 | 46.64 | 8 | 1884.2 | 50 | X | X | X | X | X | X | X | X | X | X | X | X |  |  | X | X | X | PVC
| Tubes Tracheostomy/Laryngectomy | ICU Medical Inc | 60SP035 | TUBE TRACHEOSTOMY SIZE 3.5 L40MM OD5.3MM ID3.5MM WHITE SILICONE CUFFLESS STRAIGHT FLANGE HYDROPHOBIC HYPOALLERGENIC WIRE REINFORCED REPROCESSIBLE FLEXIBLE IMPROVED FIT INTEGRATED 15MM CONNECTOR MR CONDITIONAL TRACH TIE IMPROVED WEANING CE MARKED STERILE PEDIATRIC LATEX FREE PORTEX BIVONA | Silicone | EA | 1 | 48.69 | 51.49 | 53.28 | 55.49 | 59.48 | 21 | 22658.27 | 437 | Alternative | 94% | Medtronic Minimally Invasive | 35PEF | TUBE TRACHEOSTOMY SIZE 3.5 L40MM OD5.4MM ID3.5MM WHITE POLYVINYLCHLORIDE DEHP FREE CUFFLESS INTEGRATED CONNECTOR TRANSPARENT FLANGE TAPE TIE RECESS PROMOTE AIRFLOW FLEXIBLE MR CONDITIONAL PEDIATRIC LATEX FREE DISPOSABLE SHILEY | CS |  | 31.85 | 31.85 | 31.85 | 31.85 | 31.85 | 1 | 445.9 | 14 | X | X | X | X | X | X | X | X | X | X | X | X |  |  | X | X | X | PVC
| Tubes Tracheostomy/Laryngectomy | ICU Medical Inc | 60SP035 | TUBE TRACHEOSTOMY SIZE 3.5 L40MM OD5.3MM ID3.5MM WHITE SILICONE CUFFLESS STRAIGHT FLANGE HYDROPHOBIC HYPOALLERGENIC WIRE REINFORCED REPROCESSIBLE FLEXIBLE IMPROVED FIT INTEGRATED 15MM CONNECTOR MR CONDITIONAL TRACH TIE IMPROVED WEANING CE MARKED STERILE PEDIATRIC LATEX FREE PORTEX BIVONA | Silicone | EA | 1 | 48.69 | 51.49 | 53.28 | 55.49 | 59.48 | 21 | 22658.27 | 437 | Alternative | 94% | Medtronic Minimally Invasive | 35PEFP | TUBE TRACHEOSTOMY SIZE 3.5 L40MM OD5.4MM ID3.5MM WHITE POLYVINYLCHLORIDE DEHP FREE CUFFLESS INTEGRATED CONNECTOR TRANSPARENT FLANGE TAPE TIE RECESS PROMOTE AIRFLOW FLEXIBLE MR CONDITIONAL PEDIATRIC LATEX FREE DISPOSABLE SHILEY | [10 empty] | X | X | X | X | X | X | X | X | X | X | X | X |  |  | X | X | X | PVC
| Tubes Tracheostomy/Laryngectomy | ICU Medical Inc | 60SP035 | TUBE TRACHEOSTOMY SIZE 3.5 L40MM OD5.3MM ID3.5MM WHITE SILICONE CUFFLESS STRAIGHT FLANGE HYDROPHOBIC HYPOALLERGENIC WIRE REINFORCED REPROCESSIBLE FLEXIBLE IMPROVED FIT INTEGRATED 15MM CONNECTOR MR CONDITIONAL TRACH TIE IMPROVED WEANING CE MARKED STERILE PEDIATRIC LATEX FREE PORTEX BIVONA | Silicone | EA | 1 | 48.69 | 51.49 | 53.28 | 55.49 | 59.48 | 21 | 22658.27 | 437 | Alternative | 88% | Tracoe | 37335 | TUBE TRACHEOSTOMY SIZE 3.5 L40MM OD5.4MM ID3.5MM WHITE SILICONE DEHP FREE KINK RESISTANT EXTENDED LENGTH THERMALLY STABLE NECK STRAP RING OBTURATOR MR CONDITIONAL RADIOPAQUE VERY SOFT TUBE TIP STERILE PEDIATRIC LATEX FREE TRACOE Silcosoft | EA | 1 | 200 | 204 | 206 | 212 | 212 | 6 | 87750 | 428 | X | X | X | X | X |  | X | X | X | X | X | X | X | X | X | X |  | Silicone
| Tubes Tracheostomy/Laryngectomy | ICU Medical Inc | 60SP035 | TUBE TRACHEOSTOMY SIZE 3.5 L40MM OD5.3MM ID3.5MM WHITE SILICONE CUFFLESS STRAIGHT FLANGE HYDROPHOBIC HYPOALLERGENIC WIRE REINFORCED REPROCESSIBLE FLEXIBLE IMPROVED FIT INTEGRATED 15MM CONNECTOR MR CONDITIONAL TRACH TIE IMPROVED WEANING CE MARKED STERILE PEDIATRIC LATEX FREE PORTEX BIVONA | Silicone | EA | 1 | 48.69 | 51.49 | 53.28 | 55.49 | 59.48 | 21 | 22658.27 | 437 | Alternative | 88% | Tracoe | 36135 | TUBE TRACHEOSTOMY SIZE 3.5 L34MM OD5.4MM ID3.5MM WHITE SILICONE DEHP FREE CUFFLESS KINK RESISTANT EXTENDED LENGTH THERMALLY STABLE NECK STRAP RING OBTURATOR MR CONDITIONAL RADIOPAQUE VERY SOFT TUBE TIP STERILE NEONATAL LATEX FREE TRACOE Silcosoft | EA | 1 | 127.25 | 127.25 | 128.5 | 129 | 133 | 4 | 6946 | 54 | X | X |  | X | X | X | X | X | X | X | X | X | X | X | X | X |  | Silicone
| Tubes Tracheostomy/Laryngectomy | ICU Medical Inc | 60SP035 | TUBE TRACHEOSTOMY SIZE 3.5 L40MM OD5.3MM ID3.5MM WHITE SILICONE CUFFLESS STRAIGHT FLANGE HYDROPHOBIC HYPOALLERGENIC WIRE REINFORCED REPROCESSIBLE FLEXIBLE IMPROVED FIT INTEGRATED 15MM CONNECTOR MR CONDITIONAL TRACH TIE IMPROVED WEANING CE MARKED STERILE PEDIATRIC LATEX FREE PORTEX BIVONA | Silicone | EA | 1 | 48.69 | 51.49 | 53.28 | 55.49 | 59.48 | 21 | 22658.27 | 437 | Alternative | 88% | Tracoe | 36035 | TUBE TRACHEOSTOMY SIZE 3.5 L34MM OD5.4MM ID3.5MM WHITE SILICONE DEHP FREE CUFFLESS KINK RESISTANT THERMALLY STABLE NECK STRAP RING OBTURATOR MR CONDITIONAL RADIOPAQUE VERY SOFT TUBE TIP STERILE NEONATAL LATEX FREE TRACOE Silcosoft | EA | 1 | 63 | 63 | 63 | 68 | 68 | 3 | 1653 | 26 | X | X |  | X | X | X | X | X | X | X | X | X | X | X | X | X |  | Silicone
| Tubes Tracheostomy/Laryngectomy | ICU Medical Inc | 60SP035 | TUBE TRACHEOSTOMY SIZE 3.5 L40MM OD5.3MM ID3.5MM WHITE SILICONE CUFFLESS STRAIGHT FLANGE HYDROPHOBIC HYPOALLERGENIC WIRE REINFORCED REPROCESSIBLE FLEXIBLE IMPROVED FIT INTEGRATED 15MM CONNECTOR MR CONDITIONAL TRACH TIE IMPROVED WEANING CE MARKED STERILE PEDIATRIC LATEX FREE PORTEX BIVONA | Silicone | EA | 1 | 48.69 | 51.49 | 53.28 | 55.49 | 59.48 | 21 | 22658.27 | 437 | Alternative | 88% | Tracoe | 37235 | TUBE TRACHEOSTOMY SIZE 3.5 L40MM OD5.4MM ID3.5MM WHITE SILICONE DEHP FREE WATER CUFF KINK RESISTANT THERMALLY STABLE NECK STRAP RING OBTURATOR MR CONDITIONAL RADIOPAQUE VERY SOFT TUBE TIP STERILE PEDIATRIC LATEX FREE TRACOE Silcosoft | EA | 1 | 183 | 183 | 183 | 194 | 194 | 2 | 10468 | 56 | X | X | X | X | X |  | X | X | X | X | X | X | X | X | X | X |  | Silicone
| Tubes Tracheostomy/Laryngectomy | ICU Medical Inc | 60SP035 | TUBE TRACHEOSTOMY SIZE 3.5 L40MM OD5.3MM ID3.5MM WHITE SILICONE CUFFLESS STRAIGHT FLANGE HYDROPHOBIC HYPOALLERGENIC WIRE REINFORCED REPROCESSIBLE FLEXIBLE IMPROVED FIT INTEGRATED 15MM CONNECTOR MR CONDITIONAL TRACH TIE IMPROVED WEANING CE MARKED STERILE PEDIATRIC LATEX FREE PORTEX BIVONA | Silicone | EA | 1 | 48.69 | 51.49 | 53.28 | 55.49 | 59.48 | 21 | 22658.27 | 437 | Alternative | 84% | Medtronic Minimally Invasive | 35NEF | TUBE TRACHEOSTOMY SIZE 3.5 L32MM OD5.4MM ID3.5MM WHITE POLYVINYLCHLORIDE DEHP FREE CUFFLESS INTEGRATED CONNECTOR TRANSPARENT FLANGE TAPE TIE RECESS PROMOTE AIRFLOW FLEXIBLE MR CONDITIONAL NEONATAL LATEX FREE DISPOSABLE SHILEY | EA | 1 | 35.66 | 44.8 | 45.89 | 46.64 | 55.02 | 76 | 32874.8879 | 713 | X | X |  | X | X | X | X | X | X | X | X | X |  |  | X | X | X | PVC
| Tubes Tracheostomy/Laryngectomy | ICU Medical Inc | 60SP035 | TUBE TRACHEOSTOMY SIZE 3.5 L40MM OD5.3MM ID3.5MM WHITE SILICONE CUFFLESS STRAIGHT FLANGE HYDROPHOBIC HYPOALLERGENIC WIRE REINFORCED REPROCESSIBLE FLEXIBLE IMPROVED FIT INTEGRATED 15MM CONNECTOR MR CONDITIONAL TRACH TIE IMPROVED WEANING CE MARKED STERILE PEDIATRIC LATEX FREE PORTEX BIVONA | Silicone | EA | 1 | 48.69 | 51.49 | 53.28 | 55.49 | 59.48 | 21 | 22658.27 | 437 | Alternative | 84% | Medtronic Minimally Invasive | 35PCF | TUBE TRACHEOSTOMY SIZE 3.5 L40MM OD5.4MM ID3.5MM WHITE POLYVINYLCHLORIDE DEHP FREE TAPERGUARD CUFF INTEGRATED CONNECTOR TRANSPARENT FLANGE TAPE TIE RECESS PROMOTE AIRFLOW FLEXIBLE MR CONDITIONAL PEDIATRIC LATEX FREE DISPOSABLE SHILEY | EA | 1 | 46.63 | 58.67 | 64.98 | 67.65 | 73.84 | 31 | 17597.69 | 276 | X | X | X | X | X |  | X | X | X | X | X | X |  |  | X | X | X | PVC
| Tubes Tracheostomy/Laryngectomy | ICU Medical Inc | 60SP035 | TUBE TRACHEOSTOMY SIZE 3.5 L40MM OD5.3MM ID3.5MM WHITE SILICONE CUFFLESS STRAIGHT FLANGE HYDROPHOBIC HYPOALLERGENIC WIRE REINFORCED REPROCESSIBLE FLEXIBLE IMPROVED FIT INTEGRATED 15MM CONNECTOR MR CONDITIONAL TRACH TIE IMPROVED WEANING CE MARKED STERILE PEDIATRIC LATEX FREE PORTEX BIVONA | Silicone | EA | 1 | 48.69 | 51.49 | 53.28 | 55.49 | 59.48 | 21 | 22658.27 | 437 | Alternative | 84% | Tracoe | 35535 | TUBE TRACHEOSTOMY SIZE 3.5 L40MM OD5MM ID3.5MM CUFFLESS OBTURATOR INTEGRATED 15MM CONNECTOR NECK STRAP FUNNEL SHAPED INNER DESIGN THIN WALL STERILE PEDIATRIC LATEX FREE TRACOE MINI | EA | 1 | 35.54 | 35.54 | 36 | 41.5 | 41.5 | 3 | 1578.18 | 41 | X |  | X | X | X | X | X | X | X | X | X | X |  |  | X | X | X | Silicone
| Tubes Tracheostomy/Laryngectomy | ICU Medical Inc | 60SP035 | TUBE TRACHEOSTOMY SIZE 3.5 L40MM OD5.3MM ID3.5MM WHITE SILICONE CUFFLESS STRAIGHT FLANGE HYDROPHOBIC HYPOALLERGENIC WIRE REINFORCED REPROCESSIBLE FLEXIBLE IMPROVED FIT INTEGRATED 15MM CONNECTOR MR CONDITIONAL TRACH TIE IMPROVED WEANING CE MARKED STERILE PEDIATRIC LATEX FREE PORTEX BIVONA | Silicone | EA | 1 | 48.69 | 51.49 | 53.28 | 55.49 | 59.48 | 21 | 22658.27 | 437 | Alternative | 84% | Medtronic Minimally Invasive | 35NEF | TUBE TRACHEOSTOMY SIZE 3.5 L32MM OD5.4MM ID3.5MM WHITE POLYVINYLCHLORIDE DEHP FREE CUFFLESS INTEGRATED CONNECTOR TRANSPARENT FLANGE TAPE TIE RECESS PROMOTE AIRFLOW FLEXIBLE MR CONDITIONAL NEONATAL LATEX FREE DISPOSABLE SHILEY | BX |  | 45.84 | 45.84 | 46.43 | 46.43 | 46.43 | 3 | 647.66 | 14 | X | X |  | X | X | X | X | X | X | X | X | X |  |  | X | X | X | PVC
| Tubes Tracheostomy/Laryngectomy | ICU Medical Inc | 60SP035 | TUBE TRACHEOSTOMY SIZE 3.5 L40MM OD5.3MM ID3.5MM WHITE SILICONE CUFFLESS STRAIGHT FLANGE HYDROPHOBIC HYPOALLERGENIC WIRE REINFORCED REPROCESSIBLE FLEXIBLE IMPROVED FIT INTEGRATED 15MM CONNECTOR MR CONDITIONAL TRACH TIE IMPROVED WEANING CE MARKED STERILE PEDIATRIC LATEX FREE PORTEX BIVONA | Silicone | EA | 1 | 48.69 | 51.49 | 53.28 | 55.49 | 59.48 | 21 | 22658.27 | 437 | Alternative | 84% | Medtronic Minimally Invasive | 35PCF | TUBE TRACHEOSTOMY SIZE 3.5 L40MM OD5.4MM ID3.5MM WHITE POLYVINYLCHLORIDE DEHP FREE TAPERGUARD CUFF INTEGRATED CONNECTOR TRANSPARENT FLANGE TAPE TIE RECESS PROMOTE AIRFLOW FLEXIBLE MR CONDITIONAL PEDIATRIC LATEX FREE DISPOSABLE SHILEY | BX |  | 56.81 | 56.81 | 56.81 | 56.81 | 56.81 | 1 | 340.86 | 6 | X | X | X | X | X |  | X | X | X | X | X | X |  |  | X | X | X | PVC
| Tubes Tracheostomy/Laryngectomy | ICU Medical Inc | 60SP035 | TUBE TRACHEOSTOMY SIZE 3.5 L40MM OD5.3MM ID3.5MM WHITE SILICONE CUFFLESS STRAIGHT FLANGE HYDROPHOBIC HYPOALLERGENIC WIRE REINFORCED REPROCESSIBLE FLEXIBLE IMPROVED FIT INTEGRATED 15MM CONNECTOR MR CONDITIONAL TRACH TIE IMPROVED WEANING CE MARKED STERILE PEDIATRIC LATEX FREE PORTEX BIVONA | Silicone | EA | 1 | 48.69 | 51.49 | 53.28 | 55.49 | 59.48 | 21 | 22658.27 | 437 | Alternative | 84% | Medtronic Minimally Invasive | 35NEFP | TUBE TRACHEOSTOMY SIZE 3.5 L32MM OD5.4MM ID3.5MM WHITE POLYVINYLCHLORIDE DEHP FREE CUFFLESS INTEGRATED CONNECTOR TRANSPARENT FLANGE TAPE TIE RECESS PROMOTE AIRFLOW FLEXIBLE MR CONDITIONAL NEONATAL LATEX FREE DISPOSABLE SHILEY | [10 empty] | X | X |  | X | X | X | X | X | X | X | X | X |  |  | X | X | X | PVC
| Tubes Tracheostomy/Laryngectomy | ICU Medical Inc | 60SP035 | TUBE TRACHEOSTOMY SIZE 3.5 L40MM OD5.3MM ID3.5MM WHITE SILICONE CUFFLESS STRAIGHT FLANGE HYDROPHOBIC HYPOALLERGENIC WIRE REINFORCED REPROCESSIBLE FLEXIBLE IMPROVED FIT INTEGRATED 15MM CONNECTOR MR CONDITIONAL TRACH TIE IMPROVED WEANING CE MARKED STERILE PEDIATRIC LATEX FREE PORTEX BIVONA | Silicone | EA | 1 | 48.69 | 51.49 | 53.28 | 55.49 | 59.48 | 21 | 22658.27 | 437 | Alternative | 79% | Tracoe | 36335 | TUBE TRACHEOSTOMY SIZE 3.5 L34MM OD5.4MM ID3.5MM WHITE SILICONE DEHP FREE KINK RESISTANT EXTENDED LENGTH THERMALLY STABLE NECK STRAP RING OBTURATOR MR CONDITIONAL RADIOPAQUE VERY SOFT TUBE TIP STERILE NEONATAL LATEX FREE TRACOE Silcosoft | EA | 1 | 204 | 206 | 206 | 212 | 212 | 5 | 28356 | 138 | X | X |  | X | X |  | X | X | X | X | X | X | X | X | X | X |  | Silicone
| Tubes Tracheostomy/Laryngectomy | ICU Medical Inc | 60SP035 | TUBE TRACHEOSTOMY SIZE 3.5 L40MM OD5.3MM ID3.5MM WHITE SILICONE CUFFLESS STRAIGHT FLANGE HYDROPHOBIC HYPOALLERGENIC WIRE REINFORCED REPROCESSIBLE FLEXIBLE IMPROVED FIT INTEGRATED 15MM CONNECTOR MR CONDITIONAL TRACH TIE IMPROVED WEANING CE MARKED STERILE PEDIATRIC LATEX FREE PORTEX BIVONA | Silicone | EA | 1 | 48.69 | 51.49 | 53.28 | 55.49 | 59.48 | 21 | 22658.27 | 437 | Alternative | 79% | Tracoe | 37040 | TUBE TRACHEOSTOMY SIZE 4.0 L41MM OD6MM ID4MM WHITE SILICONE DEHP FREE CUFFLESS KINK RESISTANT THERMALLY STABLE NECK STRAP RING OBTURATOR MR CONDITIONAL RADIOPAQUE VERY SOFT TUBE TIP STERILE PEDIATRIC LATEX FREE TRACOE Silcosoft | EA | 1 | 63 | 63 | 63 | 68 | 68 | 4 | 3661 | 57 |  |  | X | X | X | X | X | X | X | X | X | X | X | X | X | X |  | Silicone
| Tubes Tracheostomy/Laryngectomy | ICU Medical Inc | 60SP035 | TUBE TRACHEOSTOMY SIZE 3.5 L40MM OD5.3MM ID3.5MM WHITE SILICONE CUFFLESS STRAIGHT FLANGE HYDROPHOBIC HYPOALLERGENIC WIRE REINFORCED REPROCESSIBLE FLEXIBLE IMPROVED FIT INTEGRATED 15MM CONNECTOR MR CONDITIONAL TRACH TIE IMPROVED WEANING CE MARKED STERILE PEDIATRIC LATEX FREE PORTEX BIVONA | Silicone | EA | 1 | 48.69 | 51.49 | 53.28 | 55.49 | 59.48 | 21 | 22658.27 | 437 | Alternative | 79% | Tracoe | 37140 | TUBE TRACHEOSTOMY SIZE 4.0 L41MM OD6MM ID4MM WHITE SILICONE DEHP FREE CUFFLESS KINK RESISTANT EXTENDED LENGTH THERMALLY STABLE NECK STRAP RING OBTURATOR MR CONDITIONAL RADIOPAQUE VERY SOFT TUBE TIP STERILE PEDIATRIC LATEX FREE TRACOE Silcosoft | EA | 1 | 68 | 68 | 91 | 91 | 91 | 3 | 5686 | 64 |  |  | X | X | X | X | X | X | X | X | X | X | X | X | X | X |  | Silicone
| Tubes Tracheostomy/Laryngectomy | ICU Medical Inc | 60SP035 | TUBE TRACHEOSTOMY SIZE 3.5 L40MM OD5.3MM ID3.5MM WHITE SILICONE CUFFLESS STRAIGHT FLANGE HYDROPHOBIC HYPOALLERGENIC WIRE REINFORCED REPROCESSIBLE FLEXIBLE IMPROVED FIT INTEGRATED 15MM CONNECTOR MR CONDITIONAL TRACH TIE IMPROVED WEANING CE MARKED STERILE PEDIATRIC LATEX FREE PORTEX BIVONA | Silicone | EA | 1 | 48.69 | 51.49 | 53.28 | 55.49 | 59.48 | 21 | 22658.27 | 437 | Alternative | 79% | Tracoe | 37030 | TUBE TRACHEOSTOMY SIZE 3.0 L39MM OD4.9MM ID3MM WHITE SILICONE DEHP FREE CUFFLESS KINK RESISTANT THERMALLY STABLE NECK STRAP RING OBTURATOR MR CONDITIONAL RADIOPAQUE VERY SOFT TUBE TIP STERILE PEDIATRIC LATEX FREE TRACOE Silcosoft | EA | 1 | 63 | 63 | 63 | 63 | 63 | 2 | 1260 | 20 |  |  | X | X | X | X | X | X | X | X | X | X | X | X | X | X |  | Silicone
| Tubes Tracheostomy/Laryngectomy | ICU Medical Inc | 60SP035 | TUBE TRACHEOSTOMY SIZE 3.5 L40MM OD5.3MM ID3.5MM WHITE SILICONE CUFFLESS STRAIGHT FLANGE HYDROPHOBIC HYPOALLERGENIC WIRE REINFORCED REPROCESSIBLE FLEXIBLE IMPROVED FIT INTEGRATED 15MM CONNECTOR MR CONDITIONAL TRACH TIE IMPROVED WEANING CE MARKED STERILE PEDIATRIC LATEX FREE PORTEX BIVONA | Silicone | EA | 1 | 48.69 | 51.49 | 53.28 | 55.49 | 59.48 | 21 | 22658.27 | 437 | Alternative | 79% | Tracoe | 36235 | TUBE TRACHEOSTOMY SIZE 3.5 L34MM OD5.4MM ID3.5MM WHITE SILICONE DEHP FREE WATER CUFF KINK RESISTANT THERMALLY STABLE NECK STRAP RING OBTURATOR MR CONDITIONAL RADIOPAQUE VERY SOFT TUBE TIP STERILE NEONATAL LATEX FREE TRACOE Silcosoft | EA | 1 | 183.85 | 183.85 | 183.85 | 194 | 194 | 2 | 1327.55 | 7 | X | X |  | X | X |  | X | X | X | X | X | X | X | X | X | X |  | Silicone
| Tubes Tracheostomy/Laryngectomy | ICU Medical Inc | 60SP035 | TUBE TRACHEOSTOMY SIZE 3.5 L40MM OD5.3MM ID3.5MM WHITE SILICONE CUFFLESS STRAIGHT FLANGE HYDROPHOBIC HYPOALLERGENIC WIRE REINFORCED REPROCESSIBLE FLEXIBLE IMPROVED FIT INTEGRATED 15MM CONNECTOR MR CONDITIONAL TRACH TIE IMPROVED WEANING CE MARKED STERILE PEDIATRIC LATEX FREE PORTEX BIVONA | Silicone | EA | 1 | 48.69 | 51.49 | 53.28 | 55.49 | 59.48 | 21 | 22658.27 | 437 | Alternative | 79% | Tracoe | 37130 | TUBE TRACHEOSTOMY SIZE 3.0 L39MM OD4.9MM ID3MM WHITE SILICONE DEHP FREE CUFFLESS KINK RESISTANT EXTENDED LENGTH THERMALLY STABLE NECK STRAP RING OBTURATOR MR CONDITIONAL RADIOPAQUE VERY SOFT TUBE TIP STERILE PEDIATRIC LATEX FREE TRACOE Silcosoft | EA | 1 | 91 | 91 | 91 | 91 | 91 | 2 | 5642 | 62 |  |  | X | X | X | X | X | X | X | X | X | X | X | X | X | X |  | Silicone
| Tubes Tracheostomy/Laryngectomy | ICU Medical Inc | 60SP035 | TUBE TRACHEOSTOMY SIZE 3.5 L40MM OD5.3MM ID3.5MM WHITE SILICONE CUFFLESS STRAIGHT FLANGE HYDROPHOBIC HYPOALLERGENIC WIRE REINFORCED REPROCESSIBLE FLEXIBLE IMPROVED FIT INTEGRATED 15MM CONNECTOR MR CONDITIONAL TRACH TIE IMPROVED WEANING CE MARKED STERILE PEDIATRIC LATEX FREE PORTEX BIVONA | Silicone | EA | 1 | 48.69 | 51.49 | 53.28 | 55.49 | 59.48 | 21 | 22658.27 | 437 | Alternative | 78% | Premier Medical Prod | 1034941 | TUBE TRACHEOSTOMY SIZE 1.0 L40MM OD5.2MM ID3.5MM SILVER STAINLESS STEEL CUFFLESS INTERCHANGEABLE INNER TUBE SWIVEL LOCKING SHORT LENGTH OBTURATOR 90DEG CURVE NONSTERILE ADULT JACKSON | [10 empty] | X | X | X | X | X | X |  |  | X | X | X | X |  | X |  |  |  | Stainless steel
| Tubes Tracheostomy/Laryngectomy | ICU Medical Inc | 60SP035 | TUBE TRACHEOSTOMY SIZE 3.5 L40MM OD5.3MM ID3.5MM WHITE SILICONE CUFFLESS STRAIGHT FLANGE HYDROPHOBIC HYPOALLERGENIC WIRE REINFORCED REPROCESSIBLE FLEXIBLE IMPROVED FIT INTEGRATED 15MM CONNECTOR MR CONDITIONAL TRACH TIE IMPROVED WEANING CE MARKED STERILE PEDIATRIC LATEX FREE PORTEX BIVONA | Silicone | EA | 1 | 48.69 | 51.49 | 53.28 | 55.49 | 59.48 | 21 | 22658.27 | 437 | Alternative | 78% | Premier Medical Prod | 1034611 | TUBE TRACHEOSTOMY SIZE 1.0 L40MM OD5.2MM ID3.5MM SILVER STAINLESS STEEL CUFFLESS INTERCHANGEABLE INNER TUBE SWIVEL LOCKING ORIGINAL SHORT OBTURATOR 90DEG CURVE NONSTERILE ADULT LATEX FREE JACKSON | [10 empty] | X | X | X | X | X | X |  |  | X | X | X | X |  | X |  |  |  | Stainless steel
| Tubes Tracheostomy/Laryngectomy | ICU Medical Inc | 60SP035 | TUBE TRACHEOSTOMY SIZE 3.5 L40MM OD5.3MM ID3.5MM WHITE SILICONE CUFFLESS STRAIGHT FLANGE HYDROPHOBIC HYPOALLERGENIC WIRE REINFORCED REPROCESSIBLE FLEXIBLE IMPROVED FIT INTEGRATED 15MM CONNECTOR MR CONDITIONAL TRACH TIE IMPROVED WEANING CE MARKED STERILE PEDIATRIC LATEX FREE PORTEX BIVONA | Silicone | EA | 1 | 48.69 | 51.49 | 53.28 | 55.49 | 59.48 | 21 | 22658.27 | 437 | Alternative | 78% | Tracoe | 10103 | TUBE TRACHEOSTOMY SIZE 3.0 L42MM OD4.8MM ID3.5MM CLEAR POLYMER CUFFLESS NECK STRAP FLEXIBLE MR CONDITIONAL ADULT LATEX FREE TRACOE COMFORT | [10 empty] | X |  |  | X | X | X | X | X | X | X | X | X |  | X | X | X | X | Polymer
| Tubes Tracheostomy/Laryngectomy | ICU Medical Inc | 60SP035 | TUBE TRACHEOSTOMY SIZE 3.5 L40MM OD5.3MM ID3.5MM WHITE SILICONE CUFFLESS STRAIGHT FLANGE HYDROPHOBIC HYPOALLERGENIC WIRE REINFORCED REPROCESSIBLE FLEXIBLE IMPROVED FIT INTEGRATED 15MM CONNECTOR MR CONDITIONAL TRACH TIE IMPROVED WEANING CE MARKED STERILE PEDIATRIC LATEX FREE PORTEX BIVONA | Silicone | EA | 1 | 48.69 | 51.49 | 53.28 | 55.49 | 59.48 | 21 | 22658.27 | 437 | Alternative | 77% | Integra LifeSciences | 460642 | TUBE TRACHEOSTOMY SIZE 1.0 L40MM OD5.5MM SILVER STAINLESS STEEL CUFFLESS CURVED MIRROR FINISH SHORT MODEL NONSTERILE ADULT LATEX FREE REUSABLE JACKSON JARIT | [11 empty] | X | X | X | X | X | X |  | X | X | X | X |  | X | X |  |  | Stainless steel
| Tubes Tracheostomy/Laryngectomy | ICU Medical Inc | 60SP035 | TUBE TRACHEOSTOMY SIZE 3.5 L40MM OD5.3MM ID3.5MM WHITE SILICONE CUFFLESS STRAIGHT FLANGE HYDROPHOBIC HYPOALLERGENIC WIRE REINFORCED REPROCESSIBLE FLEXIBLE IMPROVED FIT INTEGRATED 15MM CONNECTOR MR CONDITIONAL TRACH TIE IMPROVED WEANING CE MARKED STERILE PEDIATRIC LATEX FREE PORTEX BIVONA | Silicone | EA | 1 | 48.69 | 51.49 | 53.28 | 55.49 | 59.48 | 21 | 22658.27 | 437 | Alternative | 76% | SunMed LLC | 1739040 | TUBE TRACHEOSTOMY SIZE 4.0 L56.5MM OD5.33MM ID4MM POLYVINYLCHLORIDE CUFFLESS INTEGRAL 15MM CONNECTOR CUSHION NECK BAND NECK BAND RETAINER OBTURATOR RADIOPAQUE STRIP LOW PRESSURE MR CONDITIONAL STERILE ADULT LATEX FREE DISPOSABLE | [11 empty] | X |  | X | X | X | X | X | X | X | X | X |  | X | X | X |  | PVC
| Tubes Tracheostomy/Laryngectomy | ICU Medical Inc | 60SP035 | TUBE TRACHEOSTOMY SIZE 3.5 L40MM OD5.3MM ID3.5MM WHITE SILICONE CUFFLESS STRAIGHT FLANGE HYDROPHOBIC HYPOALLERGENIC WIRE REINFORCED REPROCESSIBLE FLEXIBLE IMPROVED FIT INTEGRATED 15MM CONNECTOR MR CONDITIONAL TRACH TIE IMPROVED WEANING CE MARKED STERILE PEDIATRIC LATEX FREE PORTEX BIVONA | Silicone | EA | 1 | 48.69 | 51.49 | 53.28 | 55.49 | 59.48 | 21 | 22658.27 | 437 | Alternative | 76% | SunMed LLC | 1739035 | TUBE TRACHEOSTOMY SIZE 3.5 L56.5MM OD4.67MM ID3.5MM POLYVINYLCHLORIDE CUFFLESS INTEGRAL 15MM CONNECTOR CUSHION NECK BAND NECK BAND RETAINER OBTURATOR RADIOPAQUE STRIP LOW PRESSURE MR CONDITIONAL STERILE ADULT LATEX FREE DISPOSABLE | [10 empty] | X |  |  | X | X | X | X | X | X | X | X | X |  | X | X | X |  | PVC
| Tubes Tracheostomy/Laryngectomy | ICU Medical Inc | 60SP035 | TUBE TRACHEOSTOMY SIZE 3.5 L40MM OD5.3MM ID3.5MM WHITE SILICONE CUFFLESS STRAIGHT FLANGE HYDROPHOBIC HYPOALLERGENIC WIRE REINFORCED REPROCESSIBLE FLEXIBLE IMPROVED FIT INTEGRATED 15MM CONNECTOR MR CONDITIONAL TRACH TIE IMPROVED WEANING CE MARKED STERILE PEDIATRIC LATEX FREE PORTEX BIVONA | Silicone | EA | 1 | 48.69 | 51.49 | 53.28 | 55.49 | 59.48 | 21 | 22658.27 | 437 | Alternative | 75% | Medtronic Minimally Invasive | 40PEF | TUBE TRACHEOSTOMY SIZE 4.0 L41MM OD6MM ID4MM WHITE POLYVINYLCHLORIDE DEHP FREE CUFFLESS INTEGRATED CONNECTOR TRANSPARENT FLANGE TAPE TIE RECESS PROMOTE AIRFLOW FLEXIBLE MR CONDITIONAL PEDIATRIC LATEX FREE DISPOSABLE SHILEY | EA | 1 | 36.39 | 44.8 | 45.5 | 46.43 | 55.2 | 114 | 67766.96 | 1465 |  |  | X | X | X | X | X | X | X | X | X | X |  |  | X | X | X | PVC
| Tubes Tracheostomy/Laryngectomy | ICU Medical Inc | 60SP035 | TUBE TRACHEOSTOMY SIZE 3.5 L40MM OD5.3MM ID3.5MM WHITE SILICONE CUFFLESS STRAIGHT FLANGE HYDROPHOBIC HYPOALLERGENIC WIRE REINFORCED REPROCESSIBLE FLEXIBLE IMPROVED FIT INTEGRATED 15MM CONNECTOR MR CONDITIONAL TRACH TIE IMPROVED WEANING CE MARKED STERILE PEDIATRIC LATEX FREE PORTEX BIVONA | Silicone | EA | 1 | 48.69 | 51.49 | 53.28 | 55.49 | 59.48 | 21 | 22658.27 | 437 | Alternative | 75% | Medtronic Minimally Invasive | 30PEF | TUBE TRACHEOSTOMY SIZE 3.0 L39MM OD4.8MM ID3MM WHITE POLYVINYLCHLORIDE DEHP FREE CUFFLESS INTEGRATED CONNECTOR TRANSPARENT FLANGE TAPE TIE RECESS PROMOTE AIRFLOW FLEXIBLE MR CONDITIONAL PEDIATRIC LATEX FREE DISPOSABLE SHILEY | EA | 1 | 34.33 | 45.07 | 46.41 | 46.43 | 53.82 | 87 | 40945.4418 | 884 |  |  | X | X | X | X | X | X | X | X | X | X |  |  | X | X | X | PVC
| Tubes Tracheostomy/Laryngectomy | ICU Medical Inc | 60SP035 | TUBE TRACHEOSTOMY SIZE 3.5 L40MM OD5.3MM ID3.5MM WHITE SILICONE CUFFLESS STRAIGHT FLANGE HYDROPHOBIC HYPOALLERGENIC WIRE REINFORCED REPROCESSIBLE FLEXIBLE IMPROVED FIT INTEGRATED 15MM CONNECTOR MR CONDITIONAL TRACH TIE IMPROVED WEANING CE MARKED STERILE PEDIATRIC LATEX FREE PORTEX BIVONA | Silicone | EA | 1 | 48.69 | 51.49 | 53.28 | 55.49 | 59.48 | 21 | 22658.27 | 437 | Alternative | 75% | Medtronic Minimally Invasive | 35NCF | TUBE TRACHEOSTOMY SIZE 3.5 L32MM OD5.4MM ID3.5MM WHITE POLYVINYLCHLORIDE DEHP FREE TAPERGUARD CUFF INTEGRATED CONNECTOR TRANSPARENT FLANGE TAPE TIE RECESS PROMOTE AIRFLOW FLEXIBLE MR CONDITIONAL NEONATAL LATEX FREE DISPOSABLE SHILEY | EA | 1 | 45.8967 | 56.8 | 60.54 | 66.95 | 72.12 | 14 | 5120.9701 | 80 | X | X |  | X | X |  | X | X | X | X | X | X |  |  | X | X | X | PVC
| Tubes Tracheostomy/Laryngectomy | ICU Medical Inc | 60SP035 | TUBE TRACHEOSTOMY SIZE 3.5 L40MM OD5.3MM ID3.5MM WHITE SILICONE CUFFLESS STRAIGHT FLANGE HYDROPHOBIC HYPOALLERGENIC WIRE REINFORCED REPROCESSIBLE FLEXIBLE IMPROVED FIT INTEGRATED 15MM CONNECTOR MR CONDITIONAL TRACH TIE IMPROVED WEANING CE MARKED STERILE PEDIATRIC LATEX FREE PORTEX BIVONA | Silicone | EA | 1 | 48.69 | 51.49 | 53.28 | 55.49 | 59.48 | 21 | 22658.27 | 437 | Alternative | 75% | Medtronic Minimally Invasive | 40PEF | TUBE TRACHEOSTOMY SIZE 4.0 L41MM OD6MM ID4MM WHITE POLYVINYLCHLORIDE DEHP FREE CUFFLESS INTEGRATED CONNECTOR TRANSPARENT FLANGE TAPE TIE RECESS PROMOTE AIRFLOW FLEXIBLE MR CONDITIONAL PEDIATRIC LATEX FREE DISPOSABLE SHILEY | BX |  | 40.31 | 42.77 | 45.04 | 45.5 | 46.43 | 8 | 2508.61 | 57 |  |  | X | X | X | X | X | X | X | X | X | X |  |  | X | X | X | PVC
| Tubes Tracheostomy/Laryngectomy | ICU Medical Inc | 60SP035 | TUBE TRACHEOSTOMY SIZE 3.5 L40MM OD5.3MM ID3.5MM WHITE SILICONE CUFFLESS STRAIGHT FLANGE HYDROPHOBIC HYPOALLERGENIC WIRE REINFORCED REPROCESSIBLE FLEXIBLE IMPROVED FIT INTEGRATED 15MM CONNECTOR MR CONDITIONAL TRACH TIE IMPROVED WEANING CE MARKED STERILE PEDIATRIC LATEX FREE PORTEX BIVONA | Silicone | EA | 1 | 48.69 | 51.49 | 53.28 | 55.49 | 59.48 | 21 | 22658.27 | 437 | Alternative | 75% | Medtronic Minimally Invasive | 25PEF | TUBE TRACHEOSTOMY SIZE 2.5 L39MM OD4.2MM ID2.5MM WHITE POLYVINYLCHLORIDE DEHP FREE CUFFLESS INTEGRATED CONNECTOR TRANSPARENT FLANGE TAPE TIE RECESS PROMOTE AIRFLOW FLEXIBLE MR CONDITIONAL PEDIATRIC LATEX FREE DISPOSABLE SHILEY | EA | 1 | 39.91 | 44.8 | 45.5 | 46.43 | 46.43 | 7 | 1353.07 | 30 |  |  | X | X | X | X | X | X | X | X | X | X |  |  | X | X | X | PVC
| Tubes Tracheostomy/Laryngectomy | ICU Medical Inc | 60SP035 | TUBE TRACHEOSTOMY SIZE 3.5 L40MM OD5.3MM ID3.5MM WHITE SILICONE CUFFLESS STRAIGHT FLANGE HYDROPHOBIC HYPOALLERGENIC WIRE REINFORCED REPROCESSIBLE FLEXIBLE IMPROVED FIT INTEGRATED 15MM CONNECTOR MR CONDITIONAL TRACH TIE IMPROVED WEANING CE MARKED STERILE PEDIATRIC LATEX FREE PORTEX BIVONA | Silicone | EA | 1 | 48.69 | 51.49 | 53.28 | 55.49 | 59.48 | 21 | 22658.27 | 437 | Alternative | 75% | Medtronic Minimally Invasive | 30PEF | TUBE TRACHEOSTOMY SIZE 3.0 L39MM OD4.8MM ID3MM WHITE POLYVINYLCHLORIDE DEHP FREE CUFFLESS INTEGRATED CONNECTOR TRANSPARENT FLANGE TAPE TIE RECESS PROMOTE AIRFLOW FLEXIBLE MR CONDITIONAL PEDIATRIC LATEX FREE DISPOSABLE SHILEY | BX |  | 39.91 | 39.91 | 40.8 | 45.84 | 46.43 | 4 | 706.41 | 16 |  |  | X | X | X | X | X | X | X | X | X | X |  |  | X | X | X | PVC
| Tubes Tracheostomy/Laryngectomy | ICU Medical Inc | 60SP035 | TUBE TRACHEOSTOMY SIZE 3.5 L40MM OD5.3MM ID3.5MM WHITE SILICONE CUFFLESS STRAIGHT FLANGE HYDROPHOBIC HYPOALLERGENIC WIRE REINFORCED REPROCESSIBLE FLEXIBLE IMPROVED FIT INTEGRATED 15MM CONNECTOR MR CONDITIONAL TRACH TIE IMPROVED WEANING CE MARKED STERILE PEDIATRIC LATEX FREE PORTEX BIVONA | Silicone | EA | 1 | 48.69 | 51.49 | 53.28 | 55.49 | 59.48 | 21 | 22658.27 | 437 | Alternative | 75% | Tracoe | 35035 | TUBE TRACHEOSTOMY SIZE 3.5 L34MM OD5MM ID3.5MM CUFFLESS OBTURATOR INTEGRATED 15MM CONNECTOR NECK STRAP FUNNEL SHAPED INNER DESIGN THIN WALL STERILE NEONATAL LATEX FREE TRACOE MINI | EA | 1 | 35.54 | 35.54 | 35.54 | 36 | 36 | 2 | 71.54 | 2 | X |  |  | X | X | X | X | X | X | X | X | X |  |  | X | X | X | Silicone
| Tubes Tracheostomy/Laryngectomy | ICU Medical Inc | 60SP035 | TUBE TRACHEOSTOMY SIZE 3.5 L40MM OD5.3MM ID3.5MM WHITE SILICONE CUFFLESS STRAIGHT FLANGE HYDROPHOBIC HYPOALLERGENIC WIRE REINFORCED REPROCESSIBLE FLEXIBLE IMPROVED FIT INTEGRATED 15MM CONNECTOR MR CONDITIONAL TRACH TIE IMPROVED WEANING CE MARKED STERILE PEDIATRIC LATEX FREE PORTEX BIVONA | Silicone | EA | 1 | 48.69 | 51.49 | 53.28 | 55.49 | 59.48 | 21 | 22658.27 | 437 | Alternative | 75% | Medtronic Minimally Invasive | 30PEF | TUBE TRACHEOSTOMY SIZE 3.0 L39MM OD4.8MM ID3MM WHITE POLYVINYLCHLORIDE DEHP FREE CUFFLESS INTEGRATED CONNECTOR TRANSPARENT FLANGE TAPE TIE RECESS PROMOTE AIRFLOW FLEXIBLE MR CONDITIONAL PEDIATRIC LATEX FREE DISPOSABLE SHILEY | PK |  | 46.43 | 46.43 | 46.43 | 46.43 | 46.43 | 1 | 46.43 | 1 |  |  | X | X | X | X | X | X | X | X | X | X |  |  | X | X | X | PVC
| Tubes Tracheostomy/Laryngectomy | ICU Medical Inc | 60SP035 | TUBE TRACHEOSTOMY SIZE 3.5 L40MM OD5.3MM ID3.5MM WHITE SILICONE CUFFLESS STRAIGHT FLANGE HYDROPHOBIC HYPOALLERGENIC WIRE REINFORCED REPROCESSIBLE FLEXIBLE IMPROVED FIT INTEGRATED 15MM CONNECTOR MR CONDITIONAL TRACH TIE IMPROVED WEANING CE MARKED STERILE PEDIATRIC LATEX FREE PORTEX BIVONA | Silicone | EA | 1 | 48.69 | 51.49 | 53.28 | 55.49 | 59.48 | 21 | 22658.27 | 437 | Alternative | 75% | Medtronic Minimally Invasive | 40PEF | TUBE TRACHEOSTOMY SIZE 4.0 L41MM OD6MM ID4MM WHITE POLYVINYLCHLORIDE DEHP FREE CUFFLESS INTEGRATED CONNECTOR TRANSPARENT FLANGE TAPE TIE RECESS PROMOTE AIRFLOW FLEXIBLE MR CONDITIONAL PEDIATRIC LATEX FREE DISPOSABLE SHILEY | CS |  | 45.5 | 45.5 | 45.5 | 45.5 | 45.5 | 1 | 91 | 2 |  |  | X | X | X | X | X | X | X | X | X | X |  |  | X | X | X | PVC
| Tubes Tracheostomy/Laryngectomy | ICU Medical Inc | 60SP035 | TUBE TRACHEOSTOMY SIZE 3.5 L40MM OD5.3MM ID3.5MM WHITE SILICONE CUFFLESS STRAIGHT FLANGE HYDROPHOBIC HYPOALLERGENIC WIRE REINFORCED REPROCESSIBLE FLEXIBLE IMPROVED FIT INTEGRATED 15MM CONNECTOR MR CONDITIONAL TRACH TIE IMPROVED WEANING CE MARKED STERILE PEDIATRIC LATEX FREE PORTEX BIVONA | Silicone | EA | 1 | 48.69 | 51.49 | 53.28 | 55.49 | 59.48 | 21 | 22658.27 | 437 | Alternative | 75% | Medtronic Minimally Invasive | 30PEF | TUBE TRACHEOSTOMY SIZE 3.0 L39MM OD4.8MM ID3MM WHITE POLYVINYLCHLORIDE DEHP FREE CUFFLESS INTEGRATED CONNECTOR TRANSPARENT FLANGE TAPE TIE RECESS PROMOTE AIRFLOW FLEXIBLE MR CONDITIONAL PEDIATRIC LATEX FREE DISPOSABLE SHILEY | BG |  | 230.85 | 230.85 | 230.85 | 230.85 | 230.85 | 1 | 2308.5 | 10 |  |  | X | X | X | X | X | X | X | X | X | X |  |  | X | X | X | PVC
| Tubes Tracheostomy/Laryngectomy | ICU Medical Inc | 60SP035 | TUBE TRACHEOSTOMY SIZE 3.5 L40MM OD5.3MM ID3.5MM WHITE SILICONE CUFFLESS STRAIGHT FLANGE HYDROPHOBIC HYPOALLERGENIC WIRE REINFORCED REPROCESSIBLE FLEXIBLE IMPROVED FIT INTEGRATED 15MM CONNECTOR MR CONDITIONAL TRACH TIE IMPROVED WEANING CE MARKED STERILE PEDIATRIC LATEX FREE PORTEX BIVONA | Silicone | EA | 1 | 48.69 | 51.49 | 53.28 | 55.49 | 59.48 | 21 | 22658.27 | 437 | Alternative | 75% | Medtronic Minimally Invasive | 30PEFP | TUBE TRACHEOSTOMY SIZE 3.0 L39MM OD4.8MM ID3MM WHITE POLYVINYLCHLORIDE DEHP FREE CUFFLESS INTEGRATED CONNECTOR TRANSPARENT FLANGE TAPE TIE RECESS PROMOTE AIRFLOW FLEXIBLE MR CONDITIONAL PEDIATRIC LATEX FREE DISPOSABLE SHILEY | [12 empty] | X | X | X | X | X | X | X | X | X | X |  |  | X | X | X | PVC
| Tubes Tracheostomy/Laryngectomy | ICU Medical Inc | 60SP035 | TUBE TRACHEOSTOMY SIZE 3.5 L40MM OD5.3MM ID3.5MM WHITE SILICONE CUFFLESS STRAIGHT FLANGE HYDROPHOBIC HYPOALLERGENIC WIRE REINFORCED REPROCESSIBLE FLEXIBLE IMPROVED FIT INTEGRATED 15MM CONNECTOR MR CONDITIONAL TRACH TIE IMPROVED WEANING CE MARKED STERILE PEDIATRIC LATEX FREE PORTEX BIVONA | Silicone | EA | 1 | 48.69 | 51.49 | 53.28 | 55.49 | 59.48 | 21 | 22658.27 | 437 | Alternative | 75% | Medtronic Minimally Invasive | 40PEFP | TUBE TRACHEOSTOMY SIZE 4.0 L41MM OD6MM ID4MM WHITE POLYVINYLCHLORIDE DEHP FREE CUFFLESS INTEGRATED CONNECTOR TRANSPARENT FLANGE TAPE TIE RECESS PROMOTE AIRFLOW FLEXIBLE MR CONDITIONAL PEDIATRIC LATEX FREE DISPOSABLE SHILEY | [12 empty] | X | X | X | X | X | X | X | X | X | X |  |  | X | X | X | PVC
| Tubes Tracheostomy/Laryngectomy | ICU Medical Inc | 60SP040 | TUBE TRACHEOSTOMY SIZE 4.0 L41MM OD6MM ID4MM WHITE SILICONE CUFFLESS STRAIGHT FLANGE HYDROPHOBIC HYPOALLERGENIC WIRE REINFORCED REPROCESSIBLE FLEXIBLE IMPROVED FIT INTEGRATED 15MM CONNECTOR MR CONDITIONAL TRACH TIE IMPROVED WEANING CE MARKED STERILE PEDIATRIC LATEX FREE PORTEX BIVONA | Silicone | EA | 1 | 48.69 | 51.49 | 52.71 | 57.35 | 61.27 | 18 | 16193.93 | 309 | Alternative | 98% | Tracoe | 37040 | TUBE TRACHEOSTOMY SIZE 4.0 L41MM OD6MM ID4MM WHITE SILICONE DEHP FREE CUFFLESS KINK RESISTANT THERMALLY STABLE NECK STRAP RING OBTURATOR MR CONDITIONAL RADIOPAQUE VERY SOFT TUBE TIP STERILE PEDIATRIC LATEX FREE TRACOE Silcosoft | EA | 1 | 63 | 63 | 63 | 68 | 68 | 4 | 3661 | 57 | X | X | X | X | X | X | X | X | X | X | X | X | X | X | X | X |  | Silicone
| Tubes Tracheostomy/Laryngectomy | ICU Medical Inc | 60SP040 | TUBE TRACHEOSTOMY SIZE 4.0 L41MM OD6MM ID4MM WHITE SILICONE CUFFLESS STRAIGHT FLANGE HYDROPHOBIC HYPOALLERGENIC WIRE REINFORCED REPROCESSIBLE FLEXIBLE IMPROVED FIT INTEGRATED 15MM CONNECTOR MR CONDITIONAL TRACH TIE IMPROVED WEANING CE MARKED STERILE PEDIATRIC LATEX FREE PORTEX BIVONA | Silicone | EA | 1 | 48.69 | 51.49 | 52.71 | 57.35 | 61.27 | 18 | 16193.93 | 309 | Alternative | 98% | Tracoe | 37140 | TUBE TRACHEOSTOMY SIZE 4.0 L41MM OD6MM ID4MM WHITE SILICONE DEHP FREE CUFFLESS KINK RESISTANT EXTENDED LENGTH THERMALLY STABLE NECK STRAP RING OBTURATOR MR CONDITIONAL RADIOPAQUE VERY SOFT TUBE TIP STERILE PEDIATRIC LATEX FREE TRACOE Silcosoft | EA | 1 | 68 | 68 | 91 | 91 | 91 | 3 | 5686 | 64 | X | X | X | X | X | X | X | X | X | X | X | X | X | X | X | X |  | Silicone
| Tubes Tracheostomy/Laryngectomy | ICU Medical Inc | 60SP040 | TUBE TRACHEOSTOMY SIZE 4.0 L41MM OD6MM ID4MM WHITE SILICONE CUFFLESS STRAIGHT FLANGE HYDROPHOBIC HYPOALLERGENIC WIRE REINFORCED REPROCESSIBLE FLEXIBLE IMPROVED FIT INTEGRATED 15MM CONNECTOR MR CONDITIONAL TRACH TIE IMPROVED WEANING CE MARKED STERILE PEDIATRIC LATEX FREE PORTEX BIVONA | Silicone | EA | 1 | 48.69 | 51.49 | 52.71 | 57.35 | 61.27 | 18 | 16193.93 | 309 | Alternative | 94% | Medtronic Minimally Invasive | 40PEF | TUBE TRACHEOSTOMY SIZE 4.0 L41MM OD6MM ID4MM WHITE POLYVINYLCHLORIDE DEHP FREE CUFFLESS INTEGRATED CONNECTOR TRANSPARENT FLANGE TAPE TIE RECESS PROMOTE AIRFLOW FLEXIBLE MR CONDITIONAL PEDIATRIC LATEX FREE DISPOSABLE SHILEY | EA | 1 | 36.39 | 44.8 | 45.5 | 46.43 | 55.2 | 114 | 67766.96 | 1465 | X | X | X | X | X | X | X | X | X | X | X | X |  |  | X | X | X | PVC
| Tubes Tracheostomy/Laryngectomy | ICU Medical Inc | 60SP040 | TUBE TRACHEOSTOMY SIZE 4.0 L41MM OD6MM ID4MM WHITE SILICONE CUFFLESS STRAIGHT FLANGE HYDROPHOBIC HYPOALLERGENIC WIRE REINFORCED REPROCESSIBLE FLEXIBLE IMPROVED FIT INTEGRATED 15MM CONNECTOR MR CONDITIONAL TRACH TIE IMPROVED WEANING CE MARKED STERILE PEDIATRIC LATEX FREE PORTEX BIVONA | Silicone | EA | 1 | 48.69 | 51.49 | 52.71 | 57.35 | 61.27 | 18 | 16193.93 | 309 | Alternative | 94% | Medtronic Minimally Invasive | 40PEF | TUBE TRACHEOSTOMY SIZE 4.0 L41MM OD6MM ID4MM WHITE POLYVINYLCHLORIDE DEHP FREE CUFFLESS INTEGRATED CONNECTOR TRANSPARENT FLANGE TAPE TIE RECESS PROMOTE AIRFLOW FLEXIBLE MR CONDITIONAL PEDIATRIC LATEX FREE DISPOSABLE SHILEY | BX |  | 40.31 | 42.77 | 45.04 | 45.5 | 46.43 | 8 | 2508.61 | 57 | X | X | X | X | X | X | X | X | X | X | X | X |  |  | X | X | X | PVC
| Tubes Tracheostomy/Laryngectomy | ICU Medical Inc | 60SP040 | TUBE TRACHEOSTOMY SIZE 4.0 L41MM OD6MM ID4MM WHITE SILICONE CUFFLESS STRAIGHT FLANGE HYDROPHOBIC HYPOALLERGENIC WIRE REINFORCED REPROCESSIBLE FLEXIBLE IMPROVED FIT INTEGRATED 15MM CONNECTOR MR CONDITIONAL TRACH TIE IMPROVED WEANING CE MARKED STERILE PEDIATRIC LATEX FREE PORTEX BIVONA | Silicone | EA | 1 | 48.69 | 51.49 | 52.71 | 57.35 | 61.27 | 18 | 16193.93 | 309 | Alternative | 94% | Medtronic Minimally Invasive | 40PEF | TUBE TRACHEOSTOMY SIZE 4.0 L41MM OD6MM ID4MM WHITE POLYVINYLCHLORIDE DEHP FREE CUFFLESS INTEGRATED CONNECTOR TRANSPARENT FLANGE TAPE TIE RECESS PROMOTE AIRFLOW FLEXIBLE MR CONDITIONAL PEDIATRIC LATEX FREE DISPOSABLE SHILEY | CS |  | 45.5 | 45.5 | 45.5 | 45.5 | 45.5 | 1 | 91 | 2 | X | X | X | X | X | X | X | X | X | X | X | X |  |  | X | X | X | PVC
| Tubes Tracheostomy/Laryngectomy | ICU Medical Inc | 60SP040 | TUBE TRACHEOSTOMY SIZE 4.0 L41MM OD6MM ID4MM WHITE SILICONE CUFFLESS STRAIGHT FLANGE HYDROPHOBIC HYPOALLERGENIC WIRE REINFORCED REPROCESSIBLE FLEXIBLE IMPROVED FIT INTEGRATED 15MM CONNECTOR MR CONDITIONAL TRACH TIE IMPROVED WEANING CE MARKED STERILE PEDIATRIC LATEX FREE PORTEX BIVONA | Silicone | EA | 1 | 48.69 | 51.49 | 52.71 | 57.35 | 61.27 | 18 | 16193.93 | 309 | Alternative | 94% | Medtronic Minimally Invasive | 40PEFP | TUBE TRACHEOSTOMY SIZE 4.0 L41MM OD6MM ID4MM WHITE POLYVINYLCHLORIDE DEHP FREE CUFFLESS INTEGRATED CONNECTOR TRANSPARENT FLANGE TAPE TIE RECESS PROMOTE AIRFLOW FLEXIBLE MR CONDITIONAL PEDIATRIC LATEX FREE DISPOSABLE SHILEY | [10 empty] | X | X | X | X | X | X | X | X | X | X | X | X |  |  | X | X | X | PVC
| Tubes Tracheostomy/Laryngectomy | ICU Medical Inc | 60SP040 | TUBE TRACHEOSTOMY SIZE 4.0 L41MM OD6MM ID4MM WHITE SILICONE CUFFLESS STRAIGHT FLANGE HYDROPHOBIC HYPOALLERGENIC WIRE REINFORCED REPROCESSIBLE FLEXIBLE IMPROVED FIT INTEGRATED 15MM CONNECTOR MR CONDITIONAL TRACH TIE IMPROVED WEANING CE MARKED STERILE PEDIATRIC LATEX FREE PORTEX BIVONA | Silicone | EA | 1 | 48.69 | 51.49 | 52.71 | 57.35 | 61.27 | 18 | 16193.93 | 309 | Alternative | 88% | Tracoe | 37340 | TUBE TRACHEOSTOMY SIZE 4.0 L41MM OD6MM ID4MM WHITE SILICONE DEHP FREE KINK RESISTANT EXTENDED LENGTH THERMALLY STABLE NECK STRAP RING OBTURATOR MR CONDITIONAL RADIOPAQUE VERY SOFT TUBE TIP STERILE PEDIATRIC LATEX FREE TRACOE Silcosoft | EA | 1 | 204 | 206 | 206 | 212 | 212 | 5 | 35780 | 174 | X | X | X | X | X |  | X | X | X | X | X | X | X | X | X | X |  | Silicone
| Tubes Tracheostomy/Laryngectomy | ICU Medical Inc | 60SP040 | TUBE TRACHEOSTOMY SIZE 4.0 L41MM OD6MM ID4MM WHITE SILICONE CUFFLESS STRAIGHT FLANGE HYDROPHOBIC HYPOALLERGENIC WIRE REINFORCED REPROCESSIBLE FLEXIBLE IMPROVED FIT INTEGRATED 15MM CONNECTOR MR CONDITIONAL TRACH TIE IMPROVED WEANING CE MARKED STERILE PEDIATRIC LATEX FREE PORTEX BIVONA | Silicone | EA | 1 | 48.69 | 51.49 | 52.71 | 57.35 | 61.27 | 18 | 16193.93 | 309 | Alternative | 88% | Tracoe | 36140 | TUBE TRACHEOSTOMY SIZE 4.0 L36MM OD6MM ID4MM WHITE SILICONE DEHP FREE CUFFLESS KINK RESISTANT EXTENDED LENGTH THERMALLY STABLE NECK STRAP RING OBTURATOR MR CONDITIONAL RADIOPAQUE VERY SOFT TUBE TIP STERILE NEONATAL LATEX FREE TRACOE Silcosoft | EA | 1 | 129 | 129 | 129 | 133 | 133 | 2 | 528 | 4 | X | X |  | X | X | X | X | X | X | X | X | X | X | X | X | X |  | Silicone
| Tubes Tracheostomy/Laryngectomy | ICU Medical Inc | 60SP040 | TUBE TRACHEOSTOMY SIZE 4.0 L41MM OD6MM ID4MM WHITE SILICONE CUFFLESS STRAIGHT FLANGE HYDROPHOBIC HYPOALLERGENIC WIRE REINFORCED REPROCESSIBLE FLEXIBLE IMPROVED FIT INTEGRATED 15MM CONNECTOR MR CONDITIONAL TRACH TIE IMPROVED WEANING CE MARKED STERILE PEDIATRIC LATEX FREE PORTEX BIVONA | Silicone | EA | 1 | 48.69 | 51.49 | 52.71 | 57.35 | 61.27 | 18 | 16193.93 | 309 | Alternative | 88% | Tracoe | 37240 | TUBE TRACHEOSTOMY SIZE 4.0 L41MM OD6MM ID4MM WHITE SILICONE DEHP FREE WATER CUFF KINK RESISTANT THERMALLY STABLE NECK STRAP RING OBTURATOR MR CONDITIONAL RADIOPAQUE VERY SOFT TUBE TIP STERILE PEDIATRIC LATEX FREE TRACOE Silcosoft | EA | 1 | 183 | 183 | 183 | 194 | 194 | 2 | 6460 | 35 | X | X | X | X | X |  | X | X | X | X | X | X | X | X | X | X |  | Silicone
| Tubes Tracheostomy/Laryngectomy | ICU Medical Inc | 60SP040 | TUBE TRACHEOSTOMY SIZE 4.0 L41MM OD6MM ID4MM WHITE SILICONE CUFFLESS STRAIGHT FLANGE HYDROPHOBIC HYPOALLERGENIC WIRE REINFORCED REPROCESSIBLE FLEXIBLE IMPROVED FIT INTEGRATED 15MM CONNECTOR MR CONDITIONAL TRACH TIE IMPROVED WEANING CE MARKED STERILE PEDIATRIC LATEX FREE PORTEX BIVONA | Silicone | EA | 1 | 48.69 | 51.49 | 52.71 | 57.35 | 61.27 | 18 | 16193.93 | 309 | Alternative | 88% | Tracoe | 36040 | TUBE TRACHEOSTOMY SIZE 4.0 L36MM OD6MM ID4MM WHITE SILICONE DEHP FREE CUFFLESS KINK RESISTANT THERMALLY STABLE NECK STRAP RING OBTURATOR MR CONDITIONAL RADIOPAQUE VERY SOFT TUBE TIP STERILE NEONATAL LATEX FREE TRACOE Silcosoft | [10 empty] | X | X |  | X | X | X | X | X | X | X | X | X | X | X | X | X |  | Silicone
| Tubes Tracheostomy/Laryngectomy | ICU Medical Inc | 60SP040 | TUBE TRACHEOSTOMY SIZE 4.0 L41MM OD6MM ID4MM WHITE SILICONE CUFFLESS STRAIGHT FLANGE HYDROPHOBIC HYPOALLERGENIC WIRE REINFORCED REPROCESSIBLE FLEXIBLE IMPROVED FIT INTEGRATED 15MM CONNECTOR MR CONDITIONAL TRACH TIE IMPROVED WEANING CE MARKED STERILE PEDIATRIC LATEX FREE PORTEX BIVONA | Silicone | EA | 1 | 48.69 | 51.49 | 52.71 | 57.35 | 61.27 | 18 | 16193.93 | 309 | Alternative | 84% | Medtronic Minimally Invasive | 40NEF | TUBE TRACHEOSTOMY SIZE 4.0 L34MM OD6MM ID4MM WHITE POLYVINYLCHLORIDE DEHP FREE CUFFLESS INTEGRATED CONNECTOR TRANSPARENT FLANGE TAPE TIE RECESS PROMOTE AIRFLOW FLEXIBLE MR CONDITIONAL NEONATAL LATEX FREE DISPOSABLE SHILEY | EA | 1 | 39.91 | 44.8 | 45.95 | 46.78 | 54.63 | 62 | 20900.87 | 451 | X | X |  | X | X | X | X | X | X | X | X | X |  |  | X | X | X | PVC
| Tubes Tracheostomy/Laryngectomy | ICU Medical Inc | 60SP040 | TUBE TRACHEOSTOMY SIZE 4.0 L41MM OD6MM ID4MM WHITE SILICONE CUFFLESS STRAIGHT FLANGE HYDROPHOBIC HYPOALLERGENIC WIRE REINFORCED REPROCESSIBLE FLEXIBLE IMPROVED FIT INTEGRATED 15MM CONNECTOR MR CONDITIONAL TRACH TIE IMPROVED WEANING CE MARKED STERILE PEDIATRIC LATEX FREE PORTEX BIVONA | Silicone | EA | 1 | 48.69 | 51.49 | 52.71 | 57.35 | 61.27 | 18 | 16193.93 | 309 | Alternative | 84% | Medtronic Minimally Invasive | 40PCF | TUBE TRACHEOSTOMY SIZE 4.0 L41MM OD6MM ID4MM WHITE POLYVINYLCHLORIDE DEHP FREE TAPERGUARD CUFF INTEGRATED CONNECTOR TRANSPARENT FLANGE TAPE TIE RECESS PROMOTE AIRFLOW FLEXIBLE MR CONDITIONAL PEDIATRIC LATEX FREE DISPOSABLE SHILEY | EA | 1 | 45.5 | 58.67 | 60.43 | 65 | 73.84 | 61 | 31732.5998 | 514 | X | X | X | X | X |  | X | X | X | X | X | X |  |  | X | X | X | PVC
| Tubes Tracheostomy/Laryngectomy | ICU Medical Inc | 60SP040 | TUBE TRACHEOSTOMY SIZE 4.0 L41MM OD6MM ID4MM WHITE SILICONE CUFFLESS STRAIGHT FLANGE HYDROPHOBIC HYPOALLERGENIC WIRE REINFORCED REPROCESSIBLE FLEXIBLE IMPROVED FIT INTEGRATED 15MM CONNECTOR MR CONDITIONAL TRACH TIE IMPROVED WEANING CE MARKED STERILE PEDIATRIC LATEX FREE PORTEX BIVONA | Silicone | EA | 1 | 48.69 | 51.49 | 52.71 | 57.35 | 61.27 | 18 | 16193.93 | 309 | Alternative | 84% | Medtronic Minimally Invasive | 40NEF | TUBE TRACHEOSTOMY SIZE 4.0 L34MM OD6MM ID4MM WHITE POLYVINYLCHLORIDE DEHP FREE CUFFLESS INTEGRATED CONNECTOR TRANSPARENT FLANGE TAPE TIE RECESS PROMOTE AIRFLOW FLEXIBLE MR CONDITIONAL NEONATAL LATEX FREE DISPOSABLE SHILEY | BX |  | 31.85 | 45.5 | 45.84 | 53.09 | 54.42 | 9 | 1125.0879 | 24 | X | X |  | X | X | X | X | X | X | X | X | X |  |  | X | X | X | PVC
| Tubes Tracheostomy/Laryngectomy | ICU Medical Inc | 60SP040 | TUBE TRACHEOSTOMY SIZE 4.0 L41MM OD6MM ID4MM WHITE SILICONE CUFFLESS STRAIGHT FLANGE HYDROPHOBIC HYPOALLERGENIC WIRE REINFORCED REPROCESSIBLE FLEXIBLE IMPROVED FIT INTEGRATED 15MM CONNECTOR MR CONDITIONAL TRACH TIE IMPROVED WEANING CE MARKED STERILE PEDIATRIC LATEX FREE PORTEX BIVONA | Silicone | EA | 1 | 48.69 | 51.49 | 52.71 | 57.35 | 61.27 | 18 | 16193.93 | 309 | Alternative | 84% | Medtronic Minimally Invasive | 40PCF | TUBE TRACHEOSTOMY SIZE 4.0 L41MM OD6MM ID4MM WHITE POLYVINYLCHLORIDE DEHP FREE TAPERGUARD CUFF INTEGRATED CONNECTOR TRANSPARENT FLANGE TAPE TIE RECESS PROMOTE AIRFLOW FLEXIBLE MR CONDITIONAL PEDIATRIC LATEX FREE DISPOSABLE SHILEY | BX |  | 39.02 | 39.02 | 39.02 | 65 | 65 | 2 | 273.04 | 5 | X | X | X | X | X |  | X | X | X | X | X | X |  |  | X | X | X | PVC
| Tubes Tracheostomy/Laryngectomy | ICU Medical Inc | 60SP040 | TUBE TRACHEOSTOMY SIZE 4.0 L41MM OD6MM ID4MM WHITE SILICONE CUFFLESS STRAIGHT FLANGE HYDROPHOBIC HYPOALLERGENIC WIRE REINFORCED REPROCESSIBLE FLEXIBLE IMPROVED FIT INTEGRATED 15MM CONNECTOR MR CONDITIONAL TRACH TIE IMPROVED WEANING CE MARKED STERILE PEDIATRIC LATEX FREE PORTEX BIVONA | Silicone | EA | 1 | 48.69 | 51.49 | 52.71 | 57.35 | 61.27 | 18 | 16193.93 | 309 | Alternative | 84% | Medtronic Minimally Invasive | 40PCF | TUBE TRACHEOSTOMY SIZE 4.0 L41MM OD6MM ID4MM WHITE POLYVINYLCHLORIDE DEHP FREE TAPERGUARD CUFF INTEGRATED CONNECTOR TRANSPARENT FLANGE TAPE TIE RECESS PROMOTE AIRFLOW FLEXIBLE MR CONDITIONAL PEDIATRIC LATEX FREE DISPOSABLE SHILEY | PK |  | 69.1 | 69.1 | 69.1 | 69.1 | 69.1 | 1 | 276.4 | 4 | X | X | X | X | X |  | X | X | X | X | X | X |  |  | X | X | X | PVC
| Tubes Tracheostomy/Laryngectomy | ICU Medical Inc | 60SP040 | TUBE TRACHEOSTOMY SIZE 4.0 L41MM OD6MM ID4MM WHITE SILICONE CUFFLESS STRAIGHT FLANGE HYDROPHOBIC HYPOALLERGENIC WIRE REINFORCED REPROCESSIBLE FLEXIBLE IMPROVED FIT INTEGRATED 15MM CONNECTOR MR CONDITIONAL TRACH TIE IMPROVED WEANING CE MARKED STERILE PEDIATRIC LATEX FREE PORTEX BIVONA | Silicone | EA | 1 | 48.69 | 51.49 | 52.71 | 57.35 | 61.27 | 18 | 16193.93 | 309 | Alternative | 84% | Medtronic Minimally Invasive | 40NEFP | TUBE TRACHEOSTOMY SIZE 4.0 L34MM OD6MM ID4MM WHITE POLYVINYLCHLORIDE DEHP FREE CUFFLESS INTEGRATED CONNECTOR TRANSPARENT FLANGE TAPE TIE RECESS PROMOTE AIRFLOW FLEXIBLE MR CONDITIONAL NEONATAL LATEX FREE DISPOSABLE SHILEY | [10 empty] | X | X |  | X | X | X | X | X | X | X | X | X |  |  | X | X | X | PVC
| Tubes Tracheostomy/Laryngectomy | ICU Medical Inc | 60SP040 | TUBE TRACHEOSTOMY SIZE 4.0 L41MM OD6MM ID4MM WHITE SILICONE CUFFLESS STRAIGHT FLANGE HYDROPHOBIC HYPOALLERGENIC WIRE REINFORCED REPROCESSIBLE FLEXIBLE IMPROVED FIT INTEGRATED 15MM CONNECTOR MR CONDITIONAL TRACH TIE IMPROVED WEANING CE MARKED STERILE PEDIATRIC LATEX FREE PORTEX BIVONA | Silicone | EA | 1 | 48.69 | 51.49 | 52.71 | 57.35 | 61.27 | 18 | 16193.93 | 309 | Alternative | 79% | Tracoe | 36340 | TUBE TRACHEOSTOMY SIZE 4.0 L36MM OD6MM ID4MM WHITE SILICONE DEHP FREE KINK RESISTANT EXTENDED LENGTH THERMALLY STABLE NECK STRAP RING OBTURATOR MR CONDITIONAL RADIOPAQUE VERY SOFT TUBE TIP STERILE NEONATAL LATEX FREE TRACOE Silcosoft | EA | 1 | 204 | 204 | 206 | 212 | 212 | 4 | 19200 | 93 | X | X |  | X | X |  | X | X | X | X | X | X | X | X | X | X |  | Silicone
| Tubes Tracheostomy/Laryngectomy | ICU Medical Inc | 60SP040 | TUBE TRACHEOSTOMY SIZE 4.0 L41MM OD6MM ID4MM WHITE SILICONE CUFFLESS STRAIGHT FLANGE HYDROPHOBIC HYPOALLERGENIC WIRE REINFORCED REPROCESSIBLE FLEXIBLE IMPROVED FIT INTEGRATED 15MM CONNECTOR MR CONDITIONAL TRACH TIE IMPROVED WEANING CE MARKED STERILE PEDIATRIC LATEX FREE PORTEX BIVONA | Silicone | EA | 1 | 48.69 | 51.49 | 52.71 | 57.35 | 61.27 | 18 | 16193.93 | 309 | Alternative | 79% | Tracoe | 37035 | TUBE TRACHEOSTOMY SIZE 3.5 L40MM OD5.4MM ID3.5MM WHITE SILICONE DEHP FREE CUFFLESS KINK RESISTANT THERMALLY STABLE NECK STRAP RING OBTURATOR MR CONDITIONAL RADIOPAQUE VERY SOFT TUBE TIP STERILE PEDIATRIC LATEX FREE TRACOE Silcosoft | EA | 1 | 63 | 63 | 63 | 68 | 68 | 3 | 3185 | 50 |  |  | X | X | X | X | X | X | X | X | X | X | X | X | X | X |  | Silicone
| Tubes Tracheostomy/Laryngectomy | ICU Medical Inc | 60SP040 | TUBE TRACHEOSTOMY SIZE 4.0 L41MM OD6MM ID4MM WHITE SILICONE CUFFLESS STRAIGHT FLANGE HYDROPHOBIC HYPOALLERGENIC WIRE REINFORCED REPROCESSIBLE FLEXIBLE IMPROVED FIT INTEGRATED 15MM CONNECTOR MR CONDITIONAL TRACH TIE IMPROVED WEANING CE MARKED STERILE PEDIATRIC LATEX FREE PORTEX BIVONA | Silicone | EA | 1 | 48.69 | 51.49 | 52.71 | 57.35 | 61.27 | 18 | 16193.93 | 309 | Alternative | 79% | Tracoe | 37145 | TUBE TRACHEOSTOMY SIZE 4.5 L42MM OD6.6MM ID4.5MM WHITE SILICONE DEHP FREE CUFFLESS KINK RESISTANT EXTENDED LENGTH THERMALLY STABLE NECK STRAP RING OBTURATOR MR CONDITIONAL RADIOPAQUE VERY SOFT TUBE TIP STERILE PEDIATRIC LATEX FREE TRACOE Silcosoft | EA | 1 | 68 | 68 | 91 | 91 | 91 | 3 | 4503 | 51 |  |  | X | X | X | X | X | X | X | X | X | X | X | X | X | X |  | Silicone
| Tubes Tracheostomy/Laryngectomy | ICU Medical Inc | 60SP040 | TUBE TRACHEOSTOMY SIZE 4.0 L41MM OD6MM ID4MM WHITE SILICONE CUFFLESS STRAIGHT FLANGE HYDROPHOBIC HYPOALLERGENIC WIRE REINFORCED REPROCESSIBLE FLEXIBLE IMPROVED FIT INTEGRATED 15MM CONNECTOR MR CONDITIONAL TRACH TIE IMPROVED WEANING CE MARKED STERILE PEDIATRIC LATEX FREE PORTEX BIVONA | Silicone | EA | 1 | 48.69 | 51.49 | 52.71 | 57.35 | 61.27 | 18 | 16193.93 | 309 | Alternative | 79% | Tracoe | 37045 | TUBE TRACHEOSTOMY SIZE 4.5 L42MM OD6.6MM ID4.5MM WHITE SILICONE DEHP FREE CUFFLESS KINK RESISTANT THERMALLY STABLE NECK STRAP RING OBTURATOR MR CONDITIONAL RADIOPAQUE VERY SOFT TUBE TIP STERILE PEDIATRIC LATEX FREE TRACOE Silcosoft | EA | 1 | 63 | 63 | 63 | 68 | 68 | 2 | 1348 | 21 |  |  | X | X | X | X | X | X | X | X | X | X | X | X | X | X |  | Silicone
| Tubes Tracheostomy/Laryngectomy | ICU Medical Inc | 60SP040 | TUBE TRACHEOSTOMY SIZE 4.0 L41MM OD6MM ID4MM WHITE SILICONE CUFFLESS STRAIGHT FLANGE HYDROPHOBIC HYPOALLERGENIC WIRE REINFORCED REPROCESSIBLE FLEXIBLE IMPROVED FIT INTEGRATED 15MM CONNECTOR MR CONDITIONAL TRACH TIE IMPROVED WEANING CE MARKED STERILE PEDIATRIC LATEX FREE PORTEX BIVONA | Silicone | EA | 1 | 48.69 | 51.49 | 52.71 | 57.35 | 61.27 | 18 | 16193.93 | 309 | Alternative | 79% | Tracoe | 37135 | TUBE TRACHEOSTOMY SIZE 3.5 L40MM OD5.4MM ID3.5MM WHITE SILICONE DEHP FREE CUFFLESS KINK RESISTANT EXTENDED LENGTH THERMALLY STABLE NECK STRAP RING OBTURATOR MR CONDITIONAL RADIOPAQUE VERY SOFT TUBE TIP STERILE PEDIATRIC LATEX FREE TRACOE Silcosoft | EA | 1 | 91 | 91 | 91 | 91 | 91 | 2 | 12285 | 135 |  |  | X | X | X | X | X | X | X | X | X | X | X | X | X | X |  | Silicone
| Tubes Tracheostomy/Laryngectomy | ICU Medical Inc | 60SP040 | TUBE TRACHEOSTOMY SIZE 4.0 L41MM OD6MM ID4MM WHITE SILICONE CUFFLESS STRAIGHT FLANGE HYDROPHOBIC HYPOALLERGENIC WIRE REINFORCED REPROCESSIBLE FLEXIBLE IMPROVED FIT INTEGRATED 15MM CONNECTOR MR CONDITIONAL TRACH TIE IMPROVED WEANING CE MARKED STERILE PEDIATRIC LATEX FREE PORTEX BIVONA | Silicone | EA | 1 | 48.69 | 51.49 | 52.71 | 57.35 | 61.27 | 18 | 16193.93 | 309 | Alternative | 79% | Tracoe | 36240 | TUBE TRACHEOSTOMY SIZE 4.0 L36MM OD6MM ID4MM WHITE SILICONE DEHP FREE WATER CUFF KINK RESISTANT THERMALLY STABLE NECK STRAP RING OBTURATOR MR CONDITIONAL RADIOPAQUE VERY SOFT TUBE TIP STERILE NEONATAL LATEX FREE TRACOE Silcosoft | EA | 1 | 183.85 | 183.85 | 183.85 | 194 | 194 | 2 | 1899.4 | 10 | X | X |  | X | X |  | X | X | X | X | X | X | X | X | X | X |  | Silicone
| Tubes Tracheostomy/Laryngectomy | ICU Medical Inc | 60SP040 | TUBE TRACHEOSTOMY SIZE 4.0 L41MM OD6MM ID4MM WHITE SILICONE CUFFLESS STRAIGHT FLANGE HYDROPHOBIC HYPOALLERGENIC WIRE REINFORCED REPROCESSIBLE FLEXIBLE IMPROVED FIT INTEGRATED 15MM CONNECTOR MR CONDITIONAL TRACH TIE IMPROVED WEANING CE MARKED STERILE PEDIATRIC LATEX FREE PORTEX BIVONA | Silicone | EA | 1 | 48.69 | 51.49 | 52.71 | 57.35 | 61.27 | 18 | 16193.93 | 309 | Alternative | 79% | Tracoe | 37045 | TUBE TRACHEOSTOMY SIZE 4.5 L42MM OD6.6MM ID4.5MM WHITE SILICONE DEHP FREE CUFFLESS KINK RESISTANT THERMALLY STABLE NECK STRAP RING OBTURATOR MR CONDITIONAL RADIOPAQUE VERY SOFT TUBE TIP STERILE PEDIATRIC LATEX FREE TRACOE Silcosoft | BX |  | 68 | 68 | 68 | 68 | 68 | 1 | 204 | 3 |  |  | X | X | X | X | X | X | X | X | X | X | X | X | X | X |  | Silicone
| Tubes Tracheostomy/Laryngectomy | ICU Medical Inc | 60SP040 | TUBE TRACHEOSTOMY SIZE 4.0 L41MM OD6MM ID4MM WHITE SILICONE CUFFLESS STRAIGHT FLANGE HYDROPHOBIC HYPOALLERGENIC WIRE REINFORCED REPROCESSIBLE FLEXIBLE IMPROVED FIT INTEGRATED 15MM CONNECTOR MR CONDITIONAL TRACH TIE IMPROVED WEANING CE MARKED STERILE PEDIATRIC LATEX FREE PORTEX BIVONA | Silicone | EA | 1 | 48.69 | 51.49 | 52.71 | 57.35 | 61.27 | 18 | 16193.93 | 309 | Alternative | 78% | Tracoe | 10104 | TUBE TRACHEOSTOMY SIZE 4.0 L50MM OD5.6MM ID4MM CLEAR POLYMER CUFFLESS NECK STRAP FLEXIBLE MR CONDITIONAL ADULT LATEX FREE TRACOE COMFORT | [10 empty] | X |  |  | X | X | X | X | X | X | X | X | X |  | X | X | X | X | Polymer
| Tubes Tracheostomy/Laryngectomy | ICU Medical Inc | 60SP040 | TUBE TRACHEOSTOMY SIZE 4.0 L41MM OD6MM ID4MM WHITE SILICONE CUFFLESS STRAIGHT FLANGE HYDROPHOBIC HYPOALLERGENIC WIRE REINFORCED REPROCESSIBLE FLEXIBLE IMPROVED FIT INTEGRATED 15MM CONNECTOR MR CONDITIONAL TRACH TIE IMPROVED WEANING CE MARKED STERILE PEDIATRIC LATEX FREE PORTEX BIVONA | Silicone | EA | 1 | 48.69 | 51.49 | 52.71 | 57.35 | 61.27 | 18 | 16193.93 | 309 | Alternative | 78% | Tracoe | 10103 | TUBE TRACHEOSTOMY SIZE 3.0 L42MM OD4.8MM ID3.5MM CLEAR POLYMER CUFFLESS NECK STRAP FLEXIBLE MR CONDITIONAL ADULT LATEX FREE TRACOE COMFORT | [12 empty] | X | X | X | X | X | X | X | X | X | X |  | X | X | X | X | Polymer
| Tubes Tracheostomy/Laryngectomy | ICU Medical Inc | 60SP040 | TUBE TRACHEOSTOMY SIZE 4.0 L41MM OD6MM ID4MM WHITE SILICONE CUFFLESS STRAIGHT FLANGE HYDROPHOBIC HYPOALLERGENIC WIRE REINFORCED REPROCESSIBLE FLEXIBLE IMPROVED FIT INTEGRATED 15MM CONNECTOR MR CONDITIONAL TRACH TIE IMPROVED WEANING CE MARKED STERILE PEDIATRIC LATEX FREE PORTEX BIVONA | Silicone | EA | 1 | 48.69 | 51.49 | 52.71 | 57.35 | 61.27 | 18 | 16193.93 | 309 | Alternative | 76% | SunMed LLC | 1739040 | TUBE TRACHEOSTOMY SIZE 4.0 L56.5MM OD5.33MM ID4MM POLYVINYLCHLORIDE CUFFLESS INTEGRAL 15MM CONNECTOR CUSHION NECK BAND NECK BAND RETAINER OBTURATOR RADIOPAQUE STRIP LOW PRESSURE MR CONDITIONAL STERILE ADULT LATEX FREE DISPOSABLE | [10 empty] | X |  |  | X | X | X | X | X | X | X | X | X |  | X | X | X |  | PVC
| Tubes Tracheostomy/Laryngectomy | ICU Medical Inc | 60SP040 | TUBE TRACHEOSTOMY SIZE 4.0 L41MM OD6MM ID4MM WHITE SILICONE CUFFLESS STRAIGHT FLANGE HYDROPHOBIC HYPOALLERGENIC WIRE REINFORCED REPROCESSIBLE FLEXIBLE IMPROVED FIT INTEGRATED 15MM CONNECTOR MR CONDITIONAL TRACH TIE IMPROVED WEANING CE MARKED STERILE PEDIATRIC LATEX FREE PORTEX BIVONA | Silicone | EA | 1 | 48.69 | 51.49 | 52.71 | 57.35 | 61.27 | 18 | 16193.93 | 309 | Alternative | 76% | SunMed LLC | 1739045 | TUBE TRACHEOSTOMY SIZE 4.5 L56.5MM OD6MM ID4.5MM POLYVINYLCHLORIDE CUFFLESS INTEGRAL 15MM CONNECTOR CUSHION NECK BAND NECK BAND RETAINER OBTURATOR RADIOPAQUE STRIP LOW PRESSURE MR CONDITIONAL STERILE ADULT LATEX FREE DISPOSABLE | [11 empty] | X |  | X | X | X | X | X | X | X | X | X |  | X | X | X |  | PVC
| Tubes Tracheostomy/Laryngectomy | ICU Medical Inc | 60SP040 | TUBE TRACHEOSTOMY SIZE 4.0 L41MM OD6MM ID4MM WHITE SILICONE CUFFLESS STRAIGHT FLANGE HYDROPHOBIC HYPOALLERGENIC WIRE REINFORCED REPROCESSIBLE FLEXIBLE IMPROVED FIT INTEGRATED 15MM CONNECTOR MR CONDITIONAL TRACH TIE IMPROVED WEANING CE MARKED STERILE PEDIATRIC LATEX FREE PORTEX BIVONA | Silicone | EA | 1 | 48.69 | 51.49 | 52.71 | 57.35 | 61.27 | 18 | 16193.93 | 309 | Alternative | 75% | Medtronic Minimally Invasive | 35PEF | TUBE TRACHEOSTOMY SIZE 3.5 L40MM OD5.4MM ID3.5MM WHITE POLYVINYLCHLORIDE DEHP FREE CUFFLESS INTEGRATED CONNECTOR TRANSPARENT FLANGE TAPE TIE RECESS PROMOTE AIRFLOW FLEXIBLE MR CONDITIONAL PEDIATRIC LATEX FREE DISPOSABLE SHILEY | EA | 1 | 39.91 | 45.5 | 45.96 | 46.43 | 55.2 | 101 | 60357.95 | 1307 |  |  | X | X | X | X | X | X | X | X | X | X |  |  | X | X | X | PVC
| Tubes Tracheostomy/Laryngectomy | ICU Medical Inc | 60SP040 | TUBE TRACHEOSTOMY SIZE 4.0 L41MM OD6MM ID4MM WHITE SILICONE CUFFLESS STRAIGHT FLANGE HYDROPHOBIC HYPOALLERGENIC WIRE REINFORCED REPROCESSIBLE FLEXIBLE IMPROVED FIT INTEGRATED 15MM CONNECTOR MR CONDITIONAL TRACH TIE IMPROVED WEANING CE MARKED STERILE PEDIATRIC LATEX FREE PORTEX BIVONA | Silicone | EA | 1 | 48.69 | 51.49 | 52.71 | 57.35 | 61.27 | 18 | 16193.93 | 309 | Alternative | 75% | Medtronic Minimally Invasive | 45PEF | TUBE TRACHEOSTOMY SIZE 4.5 L42MM OD6.7MM ID4.5MM WHITE POLYVINYLCHLORIDE DEHP FREE CUFFLESS INTEGRATED CONNECTOR TRANSPARENT FLANGE TAPE TIE RECESS PROMOTE AIRFLOW FLEXIBLE MR CONDITIONAL PEDIATRIC LATEX FREE DISPOSABLE SHILEY | EA | 1 | 39.91 | 45.5 | 45.95 | 46.43 | 53.62 | 91 | 43970.54 | 945 |  |  | X | X | X | X | X | X | X | X | X | X |  |  | X | X | X | PVC
| Tubes Tracheostomy/Laryngectomy | ICU Medical Inc | 60SP040 | TUBE TRACHEOSTOMY SIZE 4.0 L41MM OD6MM ID4MM WHITE SILICONE CUFFLESS STRAIGHT FLANGE HYDROPHOBIC HYPOALLERGENIC WIRE REINFORCED REPROCESSIBLE FLEXIBLE IMPROVED FIT INTEGRATED 15MM CONNECTOR MR CONDITIONAL TRACH TIE IMPROVED WEANING CE MARKED STERILE PEDIATRIC LATEX FREE PORTEX BIVONA | Silicone | EA | 1 | 48.69 | 51.49 | 52.71 | 57.35 | 61.27 | 18 | 16193.93 | 309 | Alternative | 75% | Medtronic Minimally Invasive | 35PEF | TUBE TRACHEOSTOMY SIZE 3.5 L40MM OD5.4MM ID3.5MM WHITE POLYVINYLCHLORIDE DEHP FREE CUFFLESS INTEGRATED CONNECTOR TRANSPARENT FLANGE TAPE TIE RECESS PROMOTE AIRFLOW FLEXIBLE MR CONDITIONAL PEDIATRIC LATEX FREE DISPOSABLE SHILEY | BX |  | 29.07 | 29.07 | 45.04 | 45.04 | 46.64 | 8 | 1884.2 | 50 |  |  | X | X | X | X | X | X | X | X | X | X |  |  | X | X | X | PVC
| Tubes Tracheostomy/Laryngectomy | ICU Medical Inc | 60SP040 | TUBE TRACHEOSTOMY SIZE 4.0 L41MM OD6MM ID4MM WHITE SILICONE CUFFLESS STRAIGHT FLANGE HYDROPHOBIC HYPOALLERGENIC WIRE REINFORCED REPROCESSIBLE FLEXIBLE IMPROVED FIT INTEGRATED 15MM CONNECTOR MR CONDITIONAL TRACH TIE IMPROVED WEANING CE MARKED STERILE PEDIATRIC LATEX FREE PORTEX BIVONA | Silicone | EA | 1 | 48.69 | 51.49 | 52.71 | 57.35 | 61.27 | 18 | 16193.93 | 309 | Alternative | 75% | Medtronic Minimally Invasive | 40NCF | TUBE TRACHEOSTOMY SIZE 4.0 L34MM OD6MM ID4MM WHITE POLYVINYLCHLORIDE DEHP FREE TAPERGUARD CUFF INTEGRATED CONNECTOR TRANSPARENT FLANGE TAPE TIE RECESS PROMOTE AIRFLOW FLEXIBLE MR CONDITIONAL NEONATAL LATEX FREE DISPOSABLE SHILEY | EA | 1 | 45.8967 | 58.67 | 58.67 | 65 | 69.03 | 5 | 1764.4401 | 28 | X | X |  | X | X |  | X | X | X | X | X | X |  |  | X | X | X | PVC
| Tubes Tracheostomy/Laryngectomy | ICU Medical Inc | 60SP040 | TUBE TRACHEOSTOMY SIZE 4.0 L41MM OD6MM ID4MM WHITE SILICONE CUFFLESS STRAIGHT FLANGE HYDROPHOBIC HYPOALLERGENIC WIRE REINFORCED REPROCESSIBLE FLEXIBLE IMPROVED FIT INTEGRATED 15MM CONNECTOR MR CONDITIONAL TRACH TIE IMPROVED WEANING CE MARKED STERILE PEDIATRIC LATEX FREE PORTEX BIVONA | Silicone | EA | 1 | 48.69 | 51.49 | 52.71 | 57.35 | 61.27 | 18 | 16193.93 | 309 | Alternative | 75% | Medtronic Minimally Invasive | 45PEF | TUBE TRACHEOSTOMY SIZE 4.5 L42MM OD6.7MM ID4.5MM WHITE POLYVINYLCHLORIDE DEHP FREE CUFFLESS INTEGRATED CONNECTOR TRANSPARENT FLANGE TAPE TIE RECESS PROMOTE AIRFLOW FLEXIBLE MR CONDITIONAL PEDIATRIC LATEX FREE DISPOSABLE SHILEY | BX |  | 45.84 | 46.43 | 46.43 | 46.43 | 49.6 | 5 | 10117.24 | 218 |  |  | X | X | X | X | X | X | X | X | X | X |  |  | X | X | X | PVC
| Tubes Tracheostomy/Laryngectomy | ICU Medical Inc | 60SP040 | TUBE TRACHEOSTOMY SIZE 4.0 L41MM OD6MM ID4MM WHITE SILICONE CUFFLESS STRAIGHT FLANGE HYDROPHOBIC HYPOALLERGENIC WIRE REINFORCED REPROCESSIBLE FLEXIBLE IMPROVED FIT INTEGRATED 15MM CONNECTOR MR CONDITIONAL TRACH TIE IMPROVED WEANING CE MARKED STERILE PEDIATRIC LATEX FREE PORTEX BIVONA | Silicone | EA | 1 | 48.69 | 51.49 | 52.71 | 57.35 | 61.27 | 18 | 16193.93 | 309 | Alternative | 75% | Tracoe | 35535 | TUBE TRACHEOSTOMY SIZE 3.5 L40MM OD5MM ID3.5MM CUFFLESS OBTURATOR INTEGRATED 15MM CONNECTOR NECK STRAP FUNNEL SHAPED INNER DESIGN THIN WALL STERILE PEDIATRIC LATEX FREE TRACOE MINI | EA | 1 | 35.54 | 35.54 | 36 | 41.5 | 41.5 | 3 | 1578.18 | 41 |  |  | X | X | X | X | X | X | X | X | X | X |  |  | X | X | X | Silicone
| Tubes Tracheostomy/Laryngectomy | ICU Medical Inc | 60SP040 | TUBE TRACHEOSTOMY SIZE 4.0 L41MM OD6MM ID4MM WHITE SILICONE CUFFLESS STRAIGHT FLANGE HYDROPHOBIC HYPOALLERGENIC WIRE REINFORCED REPROCESSIBLE FLEXIBLE IMPROVED FIT INTEGRATED 15MM CONNECTOR MR CONDITIONAL TRACH TIE IMPROVED WEANING CE MARKED STERILE PEDIATRIC LATEX FREE PORTEX BIVONA | Silicone | EA | 1 | 48.69 | 51.49 | 52.71 | 57.35 | 61.27 | 18 | 16193.93 | 309 | Alternative | 75% | Tracoe | 35040 | TUBE TRACHEOSTOMY SIZE 4.0 L36MM OD5.6MM ID4MM CUFFLESS OBTURATOR INTEGRATED 15MM CONNECTOR NECK STRAP FUNNEL SHAPED INNER DESIGN THIN WALL STERILE NEONATAL LATEX FREE TRACOE MINI | EA | 1 | 35.54 | 35.54 | 35.54 | 36 | 36 | 2 | 355.86 | 10 | X |  |  | X | X | X | X | X | X | X | X | X |  |  | X | X | X | Silicone
| Tubes Tracheostomy/Laryngectomy | ICU Medical Inc | 60SP040 | TUBE TRACHEOSTOMY SIZE 4.0 L41MM OD6MM ID4MM WHITE SILICONE CUFFLESS STRAIGHT FLANGE HYDROPHOBIC HYPOALLERGENIC WIRE REINFORCED REPROCESSIBLE FLEXIBLE IMPROVED FIT INTEGRATED 15MM CONNECTOR MR CONDITIONAL TRACH TIE IMPROVED WEANING CE MARKED STERILE PEDIATRIC LATEX FREE PORTEX BIVONA | Silicone | EA | 1 | 48.69 | 51.49 | 52.71 | 57.35 | 61.27 | 18 | 16193.93 | 309 | Alternative | 75% | Tracoe | 35540 | TUBE TRACHEOSTOMY SIZE 4.0 L44MM OD5.6MM ID4MM CUFFLESS OBTURATOR INTEGRATED 15MM CONNECTOR NECK STRAP FUNNEL SHAPED INNER DESIGN THIN WALL STERILE PEDIATRIC LATEX FREE TRACOE MINI | EA | 1 | 35.54 | 35.54 | 35.54 | 36 | 36 | 2 | 462.48 | 13 | X |  |  | X | X | X | X | X | X | X | X | X |  |  | X | X | X | Silicone
| Tubes Tracheostomy/Laryngectomy | ICU Medical Inc | 60SP040 | TUBE TRACHEOSTOMY SIZE 4.0 L41MM OD6MM ID4MM WHITE SILICONE CUFFLESS STRAIGHT FLANGE HYDROPHOBIC HYPOALLERGENIC WIRE REINFORCED REPROCESSIBLE FLEXIBLE IMPROVED FIT INTEGRATED 15MM CONNECTOR MR CONDITIONAL TRACH TIE IMPROVED WEANING CE MARKED STERILE PEDIATRIC LATEX FREE PORTEX BIVONA | Silicone | EA | 1 | 48.69 | 51.49 | 52.71 | 57.35 | 61.27 | 18 | 16193.93 | 309 | Alternative | 75% | Medtronic Minimally Invasive | 45PEF | TUBE TRACHEOSTOMY SIZE 4.5 L42MM OD6.7MM ID4.5MM WHITE POLYVINYLCHLORIDE DEHP FREE CUFFLESS INTEGRATED CONNECTOR TRANSPARENT FLANGE TAPE TIE RECESS PROMOTE AIRFLOW FLEXIBLE MR CONDITIONAL PEDIATRIC LATEX FREE DISPOSABLE SHILEY | PK |  | 46.43 | 46.43 | 46.43 | 46.43 | 46.43 | 2 | 185.72 | 4 |  |  | X | X | X | X | X | X | X | X | X | X |  |  | X | X | X | PVC
| Tubes Tracheostomy/Laryngectomy | ICU Medical Inc | 60SP040 | TUBE TRACHEOSTOMY SIZE 4.0 L41MM OD6MM ID4MM WHITE SILICONE CUFFLESS STRAIGHT FLANGE HYDROPHOBIC HYPOALLERGENIC WIRE REINFORCED REPROCESSIBLE FLEXIBLE IMPROVED FIT INTEGRATED 15MM CONNECTOR MR CONDITIONAL TRACH TIE IMPROVED WEANING CE MARKED STERILE PEDIATRIC LATEX FREE PORTEX BIVONA | Silicone | EA | 1 | 48.69 | 51.49 | 52.71 | 57.35 | 61.27 | 18 | 16193.93 | 309 | Alternative | 75% | Medtronic Minimally Invasive | 35PEF | TUBE TRACHEOSTOMY SIZE 3.5 L40MM OD5.4MM ID3.5MM WHITE POLYVINYLCHLORIDE DEHP FREE CUFFLESS INTEGRATED CONNECTOR TRANSPARENT FLANGE TAPE TIE RECESS PROMOTE AIRFLOW FLEXIBLE MR CONDITIONAL PEDIATRIC LATEX FREE DISPOSABLE SHILEY | CS |  | 31.85 | 31.85 | 31.85 | 31.85 | 31.85 | 1 | 445.9 | 14 |  |  | X | X | X | X | X | X | X | X | X | X |  |  | X | X | X | PVC
| Tubes Tracheostomy/Laryngectomy | ICU Medical Inc | 60SP040 | TUBE TRACHEOSTOMY SIZE 4.0 L41MM OD6MM ID4MM WHITE SILICONE CUFFLESS STRAIGHT FLANGE HYDROPHOBIC HYPOALLERGENIC WIRE REINFORCED REPROCESSIBLE FLEXIBLE IMPROVED FIT INTEGRATED 15MM CONNECTOR MR CONDITIONAL TRACH TIE IMPROVED WEANING CE MARKED STERILE PEDIATRIC LATEX FREE PORTEX BIVONA | Silicone | EA | 1 | 48.69 | 51.49 | 52.71 | 57.35 | 61.27 | 18 | 16193.93 | 309 | Alternative | 75% | Medtronic Minimally Invasive | 35PEFP | TUBE TRACHEOSTOMY SIZE 3.5 L40MM OD5.4MM ID3.5MM WHITE POLYVINYLCHLORIDE DEHP FREE CUFFLESS INTEGRATED CONNECTOR TRANSPARENT FLANGE TAPE TIE RECESS PROMOTE AIRFLOW FLEXIBLE MR CONDITIONAL PEDIATRIC LATEX FREE DISPOSABLE SHILEY | [12 empty] | X | X | X | X | X | X | X | X | X | X |  |  | X | X | X | PVC
| Tubes Tracheostomy/Laryngectomy | ICU Medical Inc | 60SP040 | TUBE TRACHEOSTOMY SIZE 4.0 L41MM OD6MM ID4MM WHITE SILICONE CUFFLESS STRAIGHT FLANGE HYDROPHOBIC HYPOALLERGENIC WIRE REINFORCED REPROCESSIBLE FLEXIBLE IMPROVED FIT INTEGRATED 15MM CONNECTOR MR CONDITIONAL TRACH TIE IMPROVED WEANING CE MARKED STERILE PEDIATRIC LATEX FREE PORTEX BIVONA | Silicone | EA | 1 | 48.69 | 51.49 | 52.71 | 57.35 | 61.27 | 18 | 16193.93 | 309 | Alternative | 75% | Medtronic Minimally Invasive | 45PEFP | TUBE TRACHEOSTOMY SIZE 4.5 L42MM OD6.7MM ID4.5MM WHITE POLYVINYLCHLORIDE DEHP FREE CUFFLESS INTEGRATED CONNECTOR TRANSPARENT FLANGE TAPE TIE RECESS PROMOTE AIRFLOW FLEXIBLE MR CONDITIONAL PEDIATRIC LATEX FREE DISPOSABLE SHILEY | [12 empty] | X | X | X | X | X | X | X | X | X | X |  |  | X | X | X | PVC
| Tubes Tracheostomy/Laryngectomy | ICU Medical Inc | 60SP045 | TUBE TRACHEOSTOMY SIZE 4.5 L42MM OD6.7MM ID4.5MM WHITE SILICONE CUFFLESS STRAIGHT FLANGE HYDROPHOBIC HYPOALLERGENIC WIRE REINFORCED REPROCESSIBLE FLEXIBLE IMPROVED FIT INTEGRATED 15MM CONNECTOR MR CONDITIONAL TRACH TIE IMPROVED WEANING CE MARKED STERILE PEDIATRIC LATEX FREE PORTEX BIVONA | Silicone | EA | 1 | 48.69 | 51.12 | 52.71 | 57.35 | 60.57 | 22 | 17902.83 | 342 | Alternative | 98% | Tracoe | 37145 | TUBE TRACHEOSTOMY SIZE 4.5 L42MM OD6.6MM ID4.5MM WHITE SILICONE DEHP FREE CUFFLESS KINK RESISTANT EXTENDED LENGTH THERMALLY STABLE NECK STRAP RING OBTURATOR MR CONDITIONAL RADIOPAQUE VERY SOFT TUBE TIP STERILE PEDIATRIC LATEX FREE TRACOE Silcosoft | EA | 1 | 68 | 68 | 91 | 91 | 91 | 3 | 4503 | 51 | X | X | X | X | X | X | X | X | X | X | X | X | X | X | X | X |  | Silicone
| Tubes Tracheostomy/Laryngectomy | ICU Medical Inc | 60SP045 | TUBE TRACHEOSTOMY SIZE 4.5 L42MM OD6.7MM ID4.5MM WHITE SILICONE CUFFLESS STRAIGHT FLANGE HYDROPHOBIC HYPOALLERGENIC WIRE REINFORCED REPROCESSIBLE FLEXIBLE IMPROVED FIT INTEGRATED 15MM CONNECTOR MR CONDITIONAL TRACH TIE IMPROVED WEANING CE MARKED STERILE PEDIATRIC LATEX FREE PORTEX BIVONA | Silicone | EA | 1 | 48.69 | 51.12 | 52.71 | 57.35 | 60.57 | 22 | 17902.83 | 342 | Alternative | 98% | Tracoe | 37045 | TUBE TRACHEOSTOMY SIZE 4.5 L42MM OD6.6MM ID4.5MM WHITE SILICONE DEHP FREE CUFFLESS KINK RESISTANT THERMALLY STABLE NECK STRAP RING OBTURATOR MR CONDITIONAL RADIOPAQUE VERY SOFT TUBE TIP STERILE PEDIATRIC LATEX FREE TRACOE Silcosoft | EA | 1 | 63 | 63 | 63 | 68 | 68 | 2 | 1348 | 21 | X | X | X | X | X | X | X | X | X | X | X | X | X | X | X | X |  | Silicone
| Tubes Tracheostomy/Laryngectomy | ICU Medical Inc | 60SP045 | TUBE TRACHEOSTOMY SIZE 4.5 L42MM OD6.7MM ID4.5MM WHITE SILICONE CUFFLESS STRAIGHT FLANGE HYDROPHOBIC HYPOALLERGENIC WIRE REINFORCED REPROCESSIBLE FLEXIBLE IMPROVED FIT INTEGRATED 15MM CONNECTOR MR CONDITIONAL TRACH TIE IMPROVED WEANING CE MARKED STERILE PEDIATRIC LATEX FREE PORTEX BIVONA | Silicone | EA | 1 | 48.69 | 51.12 | 52.71 | 57.35 | 60.57 | 22 | 17902.83 | 342 | Alternative | 98% | Tracoe | 37045 | TUBE TRACHEOSTOMY SIZE 4.5 L42MM OD6.6MM ID4.5MM WHITE SILICONE DEHP FREE CUFFLESS KINK RESISTANT THERMALLY STABLE NECK STRAP RING OBTURATOR MR CONDITIONAL RADIOPAQUE VERY SOFT TUBE TIP STERILE PEDIATRIC LATEX FREE TRACOE Silcosoft | BX |  | 68 | 68 | 68 | 68 | 68 | 1 | 204 | 3 | X | X | X | X | X | X | X | X | X | X | X | X | X | X | X | X |  | Silicone
| Tubes Tracheostomy/Laryngectomy | ICU Medical Inc | 60SP045 | TUBE TRACHEOSTOMY SIZE 4.5 L42MM OD6.7MM ID4.5MM WHITE SILICONE CUFFLESS STRAIGHT FLANGE HYDROPHOBIC HYPOALLERGENIC WIRE REINFORCED REPROCESSIBLE FLEXIBLE IMPROVED FIT INTEGRATED 15MM CONNECTOR MR CONDITIONAL TRACH TIE IMPROVED WEANING CE MARKED STERILE PEDIATRIC LATEX FREE PORTEX BIVONA | Silicone | EA | 1 | 48.69 | 51.12 | 52.71 | 57.35 | 60.57 | 22 | 17902.83 | 342 | Alternative | 94% | Medtronic Minimally Invasive | 45PEF | TUBE TRACHEOSTOMY SIZE 4.5 L42MM OD6.7MM ID4.5MM WHITE POLYVINYLCHLORIDE DEHP FREE CUFFLESS INTEGRATED CONNECTOR TRANSPARENT FLANGE TAPE TIE RECESS PROMOTE AIRFLOW FLEXIBLE MR CONDITIONAL PEDIATRIC LATEX FREE DISPOSABLE SHILEY | EA | 1 | 39.91 | 45.5 | 45.95 | 46.43 | 53.62 | 91 | 43970.54 | 945 | X | X | X | X | X | X | X | X | X | X | X | X |  |  | X | X | X | PVC
| Tubes Tracheostomy/Laryngectomy | ICU Medical Inc | 60SP045 | TUBE TRACHEOSTOMY SIZE 4.5 L42MM OD6.7MM ID4.5MM WHITE SILICONE CUFFLESS STRAIGHT FLANGE HYDROPHOBIC HYPOALLERGENIC WIRE REINFORCED REPROCESSIBLE FLEXIBLE IMPROVED FIT INTEGRATED 15MM CONNECTOR MR CONDITIONAL TRACH TIE IMPROVED WEANING CE MARKED STERILE PEDIATRIC LATEX FREE PORTEX BIVONA | Silicone | EA | 1 | 48.69 | 51.12 | 52.71 | 57.35 | 60.57 | 22 | 17902.83 | 342 | Alternative | 94% | Medtronic Minimally Invasive | 45PEF | TUBE TRACHEOSTOMY SIZE 4.5 L42MM OD6.7MM ID4.5MM WHITE POLYVINYLCHLORIDE DEHP FREE CUFFLESS INTEGRATED CONNECTOR TRANSPARENT FLANGE TAPE TIE RECESS PROMOTE AIRFLOW FLEXIBLE MR CONDITIONAL PEDIATRIC LATEX FREE DISPOSABLE SHILEY | BX |  | 45.84 | 46.43 | 46.43 | 46.43 | 49.6 | 5 | 10117.24 | 218 | X | X | X | X | X | X | X | X | X | X | X | X |  |  | X | X | X | PVC
| Tubes Tracheostomy/Laryngectomy | ICU Medical Inc | 60SP045 | TUBE TRACHEOSTOMY SIZE 4.5 L42MM OD6.7MM ID4.5MM WHITE SILICONE CUFFLESS STRAIGHT FLANGE HYDROPHOBIC HYPOALLERGENIC WIRE REINFORCED REPROCESSIBLE FLEXIBLE IMPROVED FIT INTEGRATED 15MM CONNECTOR MR CONDITIONAL TRACH TIE IMPROVED WEANING CE MARKED STERILE PEDIATRIC LATEX FREE PORTEX BIVONA | Silicone | EA | 1 | 48.69 | 51.12 | 52.71 | 57.35 | 60.57 | 22 | 17902.83 | 342 | Alternative | 94% | Medtronic Minimally Invasive | 45PEF | TUBE TRACHEOSTOMY SIZE 4.5 L42MM OD6.7MM ID4.5MM WHITE POLYVINYLCHLORIDE DEHP FREE CUFFLESS INTEGRATED CONNECTOR TRANSPARENT FLANGE TAPE TIE RECESS PROMOTE AIRFLOW FLEXIBLE MR CONDITIONAL PEDIATRIC LATEX FREE DISPOSABLE SHILEY | PK |  | 46.43 | 46.43 | 46.43 | 46.43 | 46.43 | 2 | 185.72 | 4 | X | X | X | X | X | X | X | X | X | X | X | X |  |  | X | X | X | PVC
| Tubes Tracheostomy/Laryngectomy | ICU Medical Inc | 60SP045 | TUBE TRACHEOSTOMY SIZE 4.5 L42MM OD6.7MM ID4.5MM WHITE SILICONE CUFFLESS STRAIGHT FLANGE HYDROPHOBIC HYPOALLERGENIC WIRE REINFORCED REPROCESSIBLE FLEXIBLE IMPROVED FIT INTEGRATED 15MM CONNECTOR MR CONDITIONAL TRACH TIE IMPROVED WEANING CE MARKED STERILE PEDIATRIC LATEX FREE PORTEX BIVONA | Silicone | EA | 1 | 48.69 | 51.12 | 52.71 | 57.35 | 60.57 | 22 | 17902.83 | 342 | Alternative | 94% | Medtronic Minimally Invasive | 45PEFP | TUBE TRACHEOSTOMY SIZE 4.5 L42MM OD6.7MM ID4.5MM WHITE POLYVINYLCHLORIDE DEHP FREE CUFFLESS INTEGRATED CONNECTOR TRANSPARENT FLANGE TAPE TIE RECESS PROMOTE AIRFLOW FLEXIBLE MR CONDITIONAL PEDIATRIC LATEX FREE DISPOSABLE SHILEY | [10 empty] | X | X | X | X | X | X | X | X | X | X | X | X |  |  | X | X | X | PVC
| Tubes Tracheostomy/Laryngectomy | ICU Medical Inc | 60SP045 | TUBE TRACHEOSTOMY SIZE 4.5 L42MM OD6.7MM ID4.5MM WHITE SILICONE CUFFLESS STRAIGHT FLANGE HYDROPHOBIC HYPOALLERGENIC WIRE REINFORCED REPROCESSIBLE FLEXIBLE IMPROVED FIT INTEGRATED 15MM CONNECTOR MR CONDITIONAL TRACH TIE IMPROVED WEANING CE MARKED STERILE PEDIATRIC LATEX FREE PORTEX BIVONA | Silicone | EA | 1 | 48.69 | 51.12 | 52.71 | 57.35 | 60.57 | 22 | 17902.83 | 342 | Alternative | 88% | Tracoe | 37245 | TUBE TRACHEOSTOMY SIZE 4.5 L42MM OD6.6MM ID4.5MM WHITE SILICONE DEHP FREE WATER CUFF KINK RESISTANT THERMALLY STABLE NECK STRAP RING OBTURATOR MR CONDITIONAL RADIOPAQUE VERY SOFT TUBE TIP STERILE PEDIATRIC LATEX FREE TRACOE Silcosoft | EA | 1 | 183.85 | 183.85 | 194 | 194 | 194 | 3 | 3573.1 | 18 | X | X | X | X | X |  | X | X | X | X | X | X | X | X | X | X |  | Silicone
| Tubes Tracheostomy/Laryngectomy | ICU Medical Inc | 60SP045 | TUBE TRACHEOSTOMY SIZE 4.5 L42MM OD6.7MM ID4.5MM WHITE SILICONE CUFFLESS STRAIGHT FLANGE HYDROPHOBIC HYPOALLERGENIC WIRE REINFORCED REPROCESSIBLE FLEXIBLE IMPROVED FIT INTEGRATED 15MM CONNECTOR MR CONDITIONAL TRACH TIE IMPROVED WEANING CE MARKED STERILE PEDIATRIC LATEX FREE PORTEX BIVONA | Silicone | EA | 1 | 48.69 | 51.12 | 52.71 | 57.35 | 60.57 | 22 | 17902.83 | 342 | Alternative | 88% | Tracoe | 37345 | TUBE TRACHEOSTOMY SIZE 4.5 L42MM OD6.6MM ID4.5MM WHITE SILICONE DEHP FREE KINK RESISTANT EXTENDED LENGTH THERMALLY STABLE NECK STRAP RING OBTURATOR MR CONDITIONAL RADIOPAQUE VERY SOFT TUBE TIP STERILE PEDIATRIC LATEX FREE TRACOE Silcosoft | EA | 1 | 204 | 204 | 206 | 206 | 206 | 3 | 21572 | 105 | X | X | X | X | X |  | X | X | X | X | X | X | X | X | X | X |  | Silicone
| Tubes Tracheostomy/Laryngectomy | ICU Medical Inc | 60SP045 | TUBE TRACHEOSTOMY SIZE 4.5 L42MM OD6.7MM ID4.5MM WHITE SILICONE CUFFLESS STRAIGHT FLANGE HYDROPHOBIC HYPOALLERGENIC WIRE REINFORCED REPROCESSIBLE FLEXIBLE IMPROVED FIT INTEGRATED 15MM CONNECTOR MR CONDITIONAL TRACH TIE IMPROVED WEANING CE MARKED STERILE PEDIATRIC LATEX FREE PORTEX BIVONA | Silicone | EA | 1 | 48.69 | 51.12 | 52.71 | 57.35 | 60.57 | 22 | 17902.83 | 342 | Alternative | 84% | Medtronic Minimally Invasive | 45PCF | TUBE TRACHEOSTOMY SIZE 4.5 L42MM OD6.7MM ID4.5MM WHITE POLYVINYLCHLORIDE DEHP FREE TAPERGUARD CUFF INTEGRATED CONNECTOR TRANSPARENT FLANGE TAPE TIE RECESS PROMOTE AIRFLOW FLEXIBLE MR CONDITIONAL PEDIATRIC LATEX FREE DISPOSABLE SHILEY | EA | 1 | 45.5 | 58.67 | 60.87 | 65 | 72.12 | 51 | 32840.0198 | 521 | X | X | X | X | X |  | X | X | X | X | X | X |  |  | X | X | X | PVC
| Tubes Tracheostomy/Laryngectomy | ICU Medical Inc | 60SP045 | TUBE TRACHEOSTOMY SIZE 4.5 L42MM OD6.7MM ID4.5MM WHITE SILICONE CUFFLESS STRAIGHT FLANGE HYDROPHOBIC HYPOALLERGENIC WIRE REINFORCED REPROCESSIBLE FLEXIBLE IMPROVED FIT INTEGRATED 15MM CONNECTOR MR CONDITIONAL TRACH TIE IMPROVED WEANING CE MARKED STERILE PEDIATRIC LATEX FREE PORTEX BIVONA | Silicone | EA | 1 | 48.69 | 51.12 | 52.71 | 57.35 | 60.57 | 22 | 17902.83 | 342 | Alternative | 84% | Medtronic Minimally Invasive | 45NEF | TUBE TRACHEOSTOMY SIZE 4.5 L36MM OD6.7MM ID4.5MM WHITE POLYVINYLCHLORIDE DEHP FREE CUFFLESS INTEGRATED CONNECTOR TRANSPARENT FLANGE TAPE TIE RECESS PROMOTE AIRFLOW FLEXIBLE MR CONDITIONAL NEONATAL LATEX FREE DISPOSABLE SHILEY | EA | 1 | 39.91 | 44.8 | 45.96 | 46.64 | 57.02 | 33 | 19207.36 | 410 | X | X |  | X | X | X | X | X | X | X | X | X |  |  | X | X | X | PVC
| Tubes Tracheostomy/Laryngectomy | ICU Medical Inc | 60SP045 | TUBE TRACHEOSTOMY SIZE 4.5 L42MM OD6.7MM ID4.5MM WHITE SILICONE CUFFLESS STRAIGHT FLANGE HYDROPHOBIC HYPOALLERGENIC WIRE REINFORCED REPROCESSIBLE FLEXIBLE IMPROVED FIT INTEGRATED 15MM CONNECTOR MR CONDITIONAL TRACH TIE IMPROVED WEANING CE MARKED STERILE PEDIATRIC LATEX FREE PORTEX BIVONA | Silicone | EA | 1 | 48.69 | 51.12 | 52.71 | 57.35 | 60.57 | 22 | 17902.83 | 342 | Alternative | 84% | Medtronic Minimally Invasive | 45PCF | TUBE TRACHEOSTOMY SIZE 4.5 L42MM OD6.7MM ID4.5MM WHITE POLYVINYLCHLORIDE DEHP FREE TAPERGUARD CUFF INTEGRATED CONNECTOR TRANSPARENT FLANGE TAPE TIE RECESS PROMOTE AIRFLOW FLEXIBLE MR CONDITIONAL PEDIATRIC LATEX FREE DISPOSABLE SHILEY | BX |  | 39.02 | 39.02 | 58.93 | 59.11 | 65 | 4 | 2819.26 | 44 | X | X | X | X | X |  | X | X | X | X | X | X |  |  | X | X | X | PVC
| Tubes Tracheostomy/Laryngectomy | ICU Medical Inc | 60SP045 | TUBE TRACHEOSTOMY SIZE 4.5 L42MM OD6.7MM ID4.5MM WHITE SILICONE CUFFLESS STRAIGHT FLANGE HYDROPHOBIC HYPOALLERGENIC WIRE REINFORCED REPROCESSIBLE FLEXIBLE IMPROVED FIT INTEGRATED 15MM CONNECTOR MR CONDITIONAL TRACH TIE IMPROVED WEANING CE MARKED STERILE PEDIATRIC LATEX FREE PORTEX BIVONA | Silicone | EA | 1 | 48.69 | 51.12 | 52.71 | 57.35 | 60.57 | 22 | 17902.83 | 342 | Alternative | 84% | Medtronic Minimally Invasive | 45PCF | TUBE TRACHEOSTOMY SIZE 4.5 L42MM OD6.7MM ID4.5MM WHITE POLYVINYLCHLORIDE DEHP FREE TAPERGUARD CUFF INTEGRATED CONNECTOR TRANSPARENT FLANGE TAPE TIE RECESS PROMOTE AIRFLOW FLEXIBLE MR CONDITIONAL PEDIATRIC LATEX FREE DISPOSABLE SHILEY | PK |  | 69.1 | 69.1 | 69.1 | 69.1 | 69.1 | 1 | 69.1 | 1 | X | X | X | X | X |  | X | X | X | X | X | X |  |  | X | X | X | PVC
| Tubes Tracheostomy/Laryngectomy | ICU Medical Inc | 60SP045 | TUBE TRACHEOSTOMY SIZE 4.5 L42MM OD6.7MM ID4.5MM WHITE SILICONE CUFFLESS STRAIGHT FLANGE HYDROPHOBIC HYPOALLERGENIC WIRE REINFORCED REPROCESSIBLE FLEXIBLE IMPROVED FIT INTEGRATED 15MM CONNECTOR MR CONDITIONAL TRACH TIE IMPROVED WEANING CE MARKED STERILE PEDIATRIC LATEX FREE PORTEX BIVONA | Silicone | EA | 1 | 48.69 | 51.12 | 52.71 | 57.35 | 60.57 | 22 | 17902.83 | 342 | Alternative | 84% | Medtronic Minimally Invasive | 45NEF | TUBE TRACHEOSTOMY SIZE 4.5 L36MM OD6.7MM ID4.5MM WHITE POLYVINYLCHLORIDE DEHP FREE CUFFLESS INTEGRATED CONNECTOR TRANSPARENT FLANGE TAPE TIE RECESS PROMOTE AIRFLOW FLEXIBLE MR CONDITIONAL NEONATAL LATEX FREE DISPOSABLE SHILEY | BX |  | 27.08 | 27.08 | 27.08 | 27.08 | 27.08 | 1 | 54.16 | 2 | X | X |  | X | X | X | X | X | X | X | X | X |  |  | X | X | X | PVC
| Tubes Tracheostomy/Laryngectomy | ICU Medical Inc | 60SP045 | TUBE TRACHEOSTOMY SIZE 4.5 L42MM OD6.7MM ID4.5MM WHITE SILICONE CUFFLESS STRAIGHT FLANGE HYDROPHOBIC HYPOALLERGENIC WIRE REINFORCED REPROCESSIBLE FLEXIBLE IMPROVED FIT INTEGRATED 15MM CONNECTOR MR CONDITIONAL TRACH TIE IMPROVED WEANING CE MARKED STERILE PEDIATRIC LATEX FREE PORTEX BIVONA | Silicone | EA | 1 | 48.69 | 51.12 | 52.71 | 57.35 | 60.57 | 22 | 17902.83 | 342 | Alternative | 84% | Medtronic Minimally Invasive | 45NEFP | TUBE TRACHEOSTOMY SIZE 4.5 L36MM OD6.7MM ID4.5MM WHITE POLYVINYLCHLORIDE DEHP FREE CUFFLESS INTEGRATED CONNECTOR TRANSPARENT FLANGE TAPE TIE RECESS PROMOTE AIRFLOW FLEXIBLE MR CONDITIONAL NEONATAL LATEX FREE DISPOSABLE SHILEY | [10 empty] | X | X |  | X | X | X | X | X | X | X | X | X |  |  | X | X | X | PVC
| Tubes Tracheostomy/Laryngectomy | ICU Medical Inc | 60SP045 | TUBE TRACHEOSTOMY SIZE 4.5 L42MM OD6.7MM ID4.5MM WHITE SILICONE CUFFLESS STRAIGHT FLANGE HYDROPHOBIC HYPOALLERGENIC WIRE REINFORCED REPROCESSIBLE FLEXIBLE IMPROVED FIT INTEGRATED 15MM CONNECTOR MR CONDITIONAL TRACH TIE IMPROVED WEANING CE MARKED STERILE PEDIATRIC LATEX FREE PORTEX BIVONA | Silicone | EA | 1 | 48.69 | 51.12 | 52.71 | 57.35 | 60.57 | 22 | 17902.83 | 342 | Alternative | 79% | Tracoe | 37040 | TUBE TRACHEOSTOMY SIZE 4.0 L41MM OD6MM ID4MM WHITE SILICONE DEHP FREE CUFFLESS KINK RESISTANT THERMALLY STABLE NECK STRAP RING OBTURATOR MR CONDITIONAL RADIOPAQUE VERY SOFT TUBE TIP STERILE PEDIATRIC LATEX FREE TRACOE Silcosoft | EA | 1 | 63 | 63 | 63 | 68 | 68 | 4 | 3661 | 57 |  |  | X | X | X | X | X | X | X | X | X | X | X | X | X | X |  | Silicone
| Tubes Tracheostomy/Laryngectomy | ICU Medical Inc | 60SP045 | TUBE TRACHEOSTOMY SIZE 4.5 L42MM OD6.7MM ID4.5MM WHITE SILICONE CUFFLESS STRAIGHT FLANGE HYDROPHOBIC HYPOALLERGENIC WIRE REINFORCED REPROCESSIBLE FLEXIBLE IMPROVED FIT INTEGRATED 15MM CONNECTOR MR CONDITIONAL TRACH TIE IMPROVED WEANING CE MARKED STERILE PEDIATRIC LATEX FREE PORTEX BIVONA | Silicone | EA | 1 | 48.69 | 51.12 | 52.71 | 57.35 | 60.57 | 22 | 17902.83 | 342 | Alternative | 79% | Tracoe | 37140 | TUBE TRACHEOSTOMY SIZE 4.0 L41MM OD6MM ID4MM WHITE SILICONE DEHP FREE CUFFLESS KINK RESISTANT EXTENDED LENGTH THERMALLY STABLE NECK STRAP RING OBTURATOR MR CONDITIONAL RADIOPAQUE VERY SOFT TUBE TIP STERILE PEDIATRIC LATEX FREE TRACOE Silcosoft | EA | 1 | 68 | 68 | 91 | 91 | 91 | 3 | 5686 | 64 |  |  | X | X | X | X | X | X | X | X | X | X | X | X | X | X |  | Silicone
| Tubes Tracheostomy/Laryngectomy | ICU Medical Inc | 60SP045 | TUBE TRACHEOSTOMY SIZE 4.5 L42MM OD6.7MM ID4.5MM WHITE SILICONE CUFFLESS STRAIGHT FLANGE HYDROPHOBIC HYPOALLERGENIC WIRE REINFORCED REPROCESSIBLE FLEXIBLE IMPROVED FIT INTEGRATED 15MM CONNECTOR MR CONDITIONAL TRACH TIE IMPROVED WEANING CE MARKED STERILE PEDIATRIC LATEX FREE PORTEX BIVONA | Silicone | EA | 1 | 48.69 | 51.12 | 52.71 | 57.35 | 60.57 | 22 | 17902.83 | 342 | Alternative | 78% | Tracoe | 10105 | TUBE TRACHEOSTOMY SIZE 5.0 L52MM OD6.7MM ID5MM CLEAR POLYMER CUFFLESS NECK STRAP FLEXIBLE MR CONDITIONAL ADULT LATEX FREE TRACOE COMFORT | [11 empty] | X |  | X | X | X | X | X | X | X | X | X |  | X | X | X | X | Polymer
| Tubes Tracheostomy/Laryngectomy | ICU Medical Inc | 60SP045 | TUBE TRACHEOSTOMY SIZE 4.5 L42MM OD6.7MM ID4.5MM WHITE SILICONE CUFFLESS STRAIGHT FLANGE HYDROPHOBIC HYPOALLERGENIC WIRE REINFORCED REPROCESSIBLE FLEXIBLE IMPROVED FIT INTEGRATED 15MM CONNECTOR MR CONDITIONAL TRACH TIE IMPROVED WEANING CE MARKED STERILE PEDIATRIC LATEX FREE PORTEX BIVONA | Silicone | EA | 1 | 48.69 | 51.12 | 52.71 | 57.35 | 60.57 | 22 | 17902.83 | 342 | Alternative | 78% | Tracoe | 10103 | TUBE TRACHEOSTOMY SIZE 3.0 L42MM OD4.8MM ID3.5MM CLEAR POLYMER CUFFLESS NECK STRAP FLEXIBLE MR CONDITIONAL ADULT LATEX FREE TRACOE COMFORT | [12 empty] | X | X | X | X | X | X | X | X | X | X |  | X | X | X | X | Polymer
| Tubes Tracheostomy/Laryngectomy | ICU Medical Inc | 60SP045 | TUBE TRACHEOSTOMY SIZE 4.5 L42MM OD6.7MM ID4.5MM WHITE SILICONE CUFFLESS STRAIGHT FLANGE HYDROPHOBIC HYPOALLERGENIC WIRE REINFORCED REPROCESSIBLE FLEXIBLE IMPROVED FIT INTEGRATED 15MM CONNECTOR MR CONDITIONAL TRACH TIE IMPROVED WEANING CE MARKED STERILE PEDIATRIC LATEX FREE PORTEX BIVONA | Silicone | EA | 1 | 48.69 | 51.12 | 52.71 | 57.35 | 60.57 | 22 | 17902.83 | 342 | Alternative | 76% | SunMed LLC | 1739045 | TUBE TRACHEOSTOMY SIZE 4.5 L56.5MM OD6MM ID4.5MM POLYVINYLCHLORIDE CUFFLESS INTEGRAL 15MM CONNECTOR CUSHION NECK BAND NECK BAND RETAINER OBTURATOR RADIOPAQUE STRIP LOW PRESSURE MR CONDITIONAL STERILE ADULT LATEX FREE DISPOSABLE | [10 empty] | X |  |  | X | X | X | X | X | X | X | X | X |  | X | X | X |  | PVC
| Tubes Tracheostomy/Laryngectomy | ICU Medical Inc | 60SP045 | TUBE TRACHEOSTOMY SIZE 4.5 L42MM OD6.7MM ID4.5MM WHITE SILICONE CUFFLESS STRAIGHT FLANGE HYDROPHOBIC HYPOALLERGENIC WIRE REINFORCED REPROCESSIBLE FLEXIBLE IMPROVED FIT INTEGRATED 15MM CONNECTOR MR CONDITIONAL TRACH TIE IMPROVED WEANING CE MARKED STERILE PEDIATRIC LATEX FREE PORTEX BIVONA | Silicone | EA | 1 | 48.69 | 51.12 | 52.71 | 57.35 | 60.57 | 22 | 17902.83 | 342 | Alternative | 76% | SunMed LLC | 1739050 | TUBE TRACHEOSTOMY SIZE 5.0 L62MM OD6.67MM ID5MM POLYVINYLCHLORIDE CUFFLESS INTEGRAL 15MM CONNECTOR CUSHION NECK BAND NECK BAND RETAINER OBTURATOR RADIOPAQUE STRIP LOW PRESSURE MR CONDITIONAL STERILE ADULT LATEX FREE DISPOSABLE | [11 empty] | X |  | X | X | X | X | X | X | X | X | X |  | X | X | X |  | PVC
| Tubes Tracheostomy/Laryngectomy | ICU Medical Inc | 60SP045 | TUBE TRACHEOSTOMY SIZE 4.5 L42MM OD6.7MM ID4.5MM WHITE SILICONE CUFFLESS STRAIGHT FLANGE HYDROPHOBIC HYPOALLERGENIC WIRE REINFORCED REPROCESSIBLE FLEXIBLE IMPROVED FIT INTEGRATED 15MM CONNECTOR MR CONDITIONAL TRACH TIE IMPROVED WEANING CE MARKED STERILE PEDIATRIC LATEX FREE PORTEX BIVONA | Silicone | EA | 1 | 48.69 | 51.12 | 52.71 | 57.35 | 60.57 | 22 | 17902.83 | 342 | Alternative | 75% | Medtronic Minimally Invasive | 40PEF | TUBE TRACHEOSTOMY SIZE 4.0 L41MM OD6MM ID4MM WHITE POLYVINYLCHLORIDE DEHP FREE CUFFLESS INTEGRATED CONNECTOR TRANSPARENT FLANGE TAPE TIE RECESS PROMOTE AIRFLOW FLEXIBLE MR CONDITIONAL PEDIATRIC LATEX FREE DISPOSABLE SHILEY | EA | 1 | 36.39 | 44.8 | 45.5 | 46.43 | 55.2 | 114 | 67766.96 | 1465 |  |  | X | X | X | X | X | X | X | X | X | X |  |  | X | X | X | PVC
| Tubes Tracheostomy/Laryngectomy | ICU Medical Inc | 60SP045 | TUBE TRACHEOSTOMY SIZE 4.5 L42MM OD6.7MM ID4.5MM WHITE SILICONE CUFFLESS STRAIGHT FLANGE HYDROPHOBIC HYPOALLERGENIC WIRE REINFORCED REPROCESSIBLE FLEXIBLE IMPROVED FIT INTEGRATED 15MM CONNECTOR MR CONDITIONAL TRACH TIE IMPROVED WEANING CE MARKED STERILE PEDIATRIC LATEX FREE PORTEX BIVONA | Silicone | EA | 1 | 48.69 | 51.12 | 52.71 | 57.35 | 60.57 | 22 | 17902.83 | 342 | Alternative | 75% | Medtronic Minimally Invasive | 40PEF | TUBE TRACHEOSTOMY SIZE 4.0 L41MM OD6MM ID4MM WHITE POLYVINYLCHLORIDE DEHP FREE CUFFLESS INTEGRATED CONNECTOR TRANSPARENT FLANGE TAPE TIE RECESS PROMOTE AIRFLOW FLEXIBLE MR CONDITIONAL PEDIATRIC LATEX FREE DISPOSABLE SHILEY | BX |  | 40.31 | 42.77 | 45.04 | 45.5 | 46.43 | 8 | 2508.61 | 57 |  |  | X | X | X | X | X | X | X | X | X | X |  |  | X | X | X | PVC
| Tubes Tracheostomy/Laryngectomy | ICU Medical Inc | 60SP045 | TUBE TRACHEOSTOMY SIZE 4.5 L42MM OD6.7MM ID4.5MM WHITE SILICONE CUFFLESS STRAIGHT FLANGE HYDROPHOBIC HYPOALLERGENIC WIRE REINFORCED REPROCESSIBLE FLEXIBLE IMPROVED FIT INTEGRATED 15MM CONNECTOR MR CONDITIONAL TRACH TIE IMPROVED WEANING CE MARKED STERILE PEDIATRIC LATEX FREE PORTEX BIVONA | Silicone | EA | 1 | 48.69 | 51.12 | 52.71 | 57.35 | 60.57 | 22 | 17902.83 | 342 | Alternative | 75% | Medtronic Minimally Invasive | 45NCF | TUBE TRACHEOSTOMY SIZE 4.5 L36MM OD6.7MM ID4.5MM WHITE POLYVINYLCHLORIDE DEHP FREE TAPERGUARD CUFF INTEGRATED CONNECTOR TRANSPARENT FLANGE TAPE TIE RECESS PROMOTE AIRFLOW FLEXIBLE MR CONDITIONAL NEONATAL LATEX FREE DISPOSABLE SHILEY | EA | 1 | 45.2317 | 45.2317 | 58.95 | 69.03 | 69.03 | 3 | 1227.7302 | 20 | X | X |  | X | X |  | X | X | X | X | X | X |  |  | X | X | X | PVC
| Tubes Tracheostomy/Laryngectomy | ICU Medical Inc | 60SP045 | TUBE TRACHEOSTOMY SIZE 4.5 L42MM OD6.7MM ID4.5MM WHITE SILICONE CUFFLESS STRAIGHT FLANGE HYDROPHOBIC HYPOALLERGENIC WIRE REINFORCED REPROCESSIBLE FLEXIBLE IMPROVED FIT INTEGRATED 15MM CONNECTOR MR CONDITIONAL TRACH TIE IMPROVED WEANING CE MARKED STERILE PEDIATRIC LATEX FREE PORTEX BIVONA | Silicone | EA | 1 | 48.69 | 51.12 | 52.71 | 57.35 | 60.57 | 22 | 17902.83 | 342 | Alternative | 75% | Tracoe | 35545 | TUBE TRACHEOSTOMY SIZE 4.5 L48MM OD6.3MM ID4.5MM CUFFLESS OBTURATOR INTEGRATED 15MM CONNECTOR NECK STRAP FUNNEL SHAPED INNER DESIGN THIN WALL STERILE PEDIATRIC LATEX FREE TRACOE MINI | EA | 1 | 35.54 | 35.54 | 35.54 | 36.52 | 36.52 | 2 | 788.74 | 22 | X |  |  | X | X | X | X | X | X | X | X | X |  |  | X | X | X | Silicone
| Tubes Tracheostomy/Laryngectomy | ICU Medical Inc | 60SP045 | TUBE TRACHEOSTOMY SIZE 4.5 L42MM OD6.7MM ID4.5MM WHITE SILICONE CUFFLESS STRAIGHT FLANGE HYDROPHOBIC HYPOALLERGENIC WIRE REINFORCED REPROCESSIBLE FLEXIBLE IMPROVED FIT INTEGRATED 15MM CONNECTOR MR CONDITIONAL TRACH TIE IMPROVED WEANING CE MARKED STERILE PEDIATRIC LATEX FREE PORTEX BIVONA | Silicone | EA | 1 | 48.69 | 51.12 | 52.71 | 57.35 | 60.57 | 22 | 17902.83 | 342 | Alternative | 75% | Medtronic Minimally Invasive | 40PEF | TUBE TRACHEOSTOMY SIZE 4.0 L41MM OD6MM ID4MM WHITE POLYVINYLCHLORIDE DEHP FREE CUFFLESS INTEGRATED CONNECTOR TRANSPARENT FLANGE TAPE TIE RECESS PROMOTE AIRFLOW FLEXIBLE MR CONDITIONAL PEDIATRIC LATEX FREE DISPOSABLE SHILEY | CS |  | 45.5 | 45.5 | 45.5 | 45.5 | 45.5 | 1 | 91 | 2 |  |  | X | X | X | X | X | X | X | X | X | X |  |  | X | X | X | PVC
| Tubes Tracheostomy/Laryngectomy | ICU Medical Inc | 60SP045 | TUBE TRACHEOSTOMY SIZE 4.5 L42MM OD6.7MM ID4.5MM WHITE SILICONE CUFFLESS STRAIGHT FLANGE HYDROPHOBIC HYPOALLERGENIC WIRE REINFORCED REPROCESSIBLE FLEXIBLE IMPROVED FIT INTEGRATED 15MM CONNECTOR MR CONDITIONAL TRACH TIE IMPROVED WEANING CE MARKED STERILE PEDIATRIC LATEX FREE PORTEX BIVONA | Silicone | EA | 1 | 48.69 | 51.12 | 52.71 | 57.35 | 60.57 | 22 | 17902.83 | 342 | Alternative | 75% | Medtronic Minimally Invasive | 40PEFP | TUBE TRACHEOSTOMY SIZE 4.0 L41MM OD6MM ID4MM WHITE POLYVINYLCHLORIDE DEHP FREE CUFFLESS INTEGRATED CONNECTOR TRANSPARENT FLANGE TAPE TIE RECESS PROMOTE AIRFLOW FLEXIBLE MR CONDITIONAL PEDIATRIC LATEX FREE DISPOSABLE SHILEY | [12 empty] | X | X | X | X | X | X | X | X | X | X |  |  | X | X | X | PVC
| Tubes Tracheostomy/Laryngectomy | ICU Medical Inc | 60SP050 | TUBE TRACHEOSTOMY SIZE 5.0 L44MM OD7.3MM ID5MM WHITE SILICONE CUFFLESS STRAIGHT FLANGE HYDROPHOBIC HYPOALLERGENIC WIRE REINFORCED REPROCESSIBLE FLEXIBLE IMPROVED FIT INTEGRATED 15MM CONNECTOR MR CONDITIONAL TRACH TIE IMPROVED WEANING CE MARKED STERILE PEDIATRIC LATEX FREE PORTEX BIVONA | Silicone | BX | 1 | 53.28 | 53.28 | 53.28 | 53.28 | 53.28 | 2 | 266.4 | 5 | Alternative | 98% | Tracoe | 37050 | TUBE TRACHEOSTOMY SIZE 5.0 L44MM OD7.3MM ID5MM WHITE SILICONE DEHP FREE CUFFLESS KINK RESISTANT THERMALLY STABLE NECK STRAP RING OBTURATOR MR CONDITIONAL RADIOPAQUE VERY SOFT TUBE TIP STERILE PEDIATRIC LATEX FREE TRACOE Silcosoft | EA | 1 | 63 | 63 | 63 | 68 | 68 | 2 | 1373 | 21 | X | X | X | X | X | X | X | X | X | X | X | X | X | X | X | X |  | Silicone
| Tubes Tracheostomy/Laryngectomy | ICU Medical Inc | 60SP050 | TUBE TRACHEOSTOMY SIZE 5.0 L44MM OD7.3MM ID5MM WHITE SILICONE CUFFLESS STRAIGHT FLANGE HYDROPHOBIC HYPOALLERGENIC WIRE REINFORCED REPROCESSIBLE FLEXIBLE IMPROVED FIT INTEGRATED 15MM CONNECTOR MR CONDITIONAL TRACH TIE IMPROVED WEANING CE MARKED STERILE PEDIATRIC LATEX FREE PORTEX BIVONA | Silicone | BX | 1 | 53.28 | 53.28 | 53.28 | 53.28 | 53.28 | 2 | 266.4 | 5 | Alternative | 98% | Tracoe | 37150 | TUBE TRACHEOSTOMY SIZE 5.0 L44MM OD7.3MM ID5MM WHITE SILICONE DEHP FREE CUFFLESS KINK RESISTANT EXTENDED LENGTH THERMALLY STABLE NECK STRAP RING OBTURATOR MR CONDITIONAL RADIOPAQUE VERY SOFT TUBE TIP STERILE PEDIATRIC LATEX FREE TRACOE Silcosoft | EA | 1 | 91 | 91 | 91 | 91 | 91 | 2 | 1911 | 21 | X | X | X | X | X | X | X | X | X | X | X | X | X | X | X | X |  | Silicone
| Tubes Tracheostomy/Laryngectomy | ICU Medical Inc | 60SP050 | TUBE TRACHEOSTOMY SIZE 5.0 L44MM OD7.3MM ID5MM WHITE SILICONE CUFFLESS STRAIGHT FLANGE HYDROPHOBIC HYPOALLERGENIC WIRE REINFORCED REPROCESSIBLE FLEXIBLE IMPROVED FIT INTEGRATED 15MM CONNECTOR MR CONDITIONAL TRACH TIE IMPROVED WEANING CE MARKED STERILE PEDIATRIC LATEX FREE PORTEX BIVONA | Silicone | BX | 1 | 53.28 | 53.28 | 53.28 | 53.28 | 53.28 | 2 | 266.4 | 5 | Alternative | 94% | Medtronic Minimally Invasive | 50PEF | TUBE TRACHEOSTOMY SIZE 5.0 L44MM OD7.3MM ID5MM WHITE POLYVINYLCHLORIDE DEHP FREE CUFFLESS INTEGRATED CONNECTOR TRANSPARENT FLANGE TAPE TIE RECESS PROMOTE AIRFLOW FLEXIBLE MR CONDITIONAL PEDIATRIC LATEX FREE DISPOSABLE SHILEY | EA | 1 | 39.91 | 45.07 | 45.96 | 46.75 | 54.44 | 100 | 38878.65 | 831 | X | X | X | X | X | X | X | X | X | X | X | X |  |  | X | X | X | PVC
| Tubes Tracheostomy/Laryngectomy | ICU Medical Inc | 60SP050 | TUBE TRACHEOSTOMY SIZE 5.0 L44MM OD7.3MM ID5MM WHITE SILICONE CUFFLESS STRAIGHT FLANGE HYDROPHOBIC HYPOALLERGENIC WIRE REINFORCED REPROCESSIBLE FLEXIBLE IMPROVED FIT INTEGRATED 15MM CONNECTOR MR CONDITIONAL TRACH TIE IMPROVED WEANING CE MARKED STERILE PEDIATRIC LATEX FREE PORTEX BIVONA | Silicone | BX | 1 | 53.28 | 53.28 | 53.28 | 53.28 | 53.28 | 2 | 266.4 | 5 | Alternative | 94% | Medtronic Minimally Invasive | 50PEF | TUBE TRACHEOSTOMY SIZE 5.0 L44MM OD7.3MM ID5MM WHITE POLYVINYLCHLORIDE DEHP FREE CUFFLESS INTEGRATED CONNECTOR TRANSPARENT FLANGE TAPE TIE RECESS PROMOTE AIRFLOW FLEXIBLE MR CONDITIONAL PEDIATRIC LATEX FREE DISPOSABLE SHILEY | BX |  | 40.31 | 45.5 | 45.95 | 46.43 | 53.09 | 11 | 7217.81 | 156 | X | X | X | X | X | X | X | X | X | X | X | X |  |  | X | X | X | PVC
| Tubes Tracheostomy/Laryngectomy | ICU Medical Inc | 60SP050 | TUBE TRACHEOSTOMY SIZE 5.0 L44MM OD7.3MM ID5MM WHITE SILICONE CUFFLESS STRAIGHT FLANGE HYDROPHOBIC HYPOALLERGENIC WIRE REINFORCED REPROCESSIBLE FLEXIBLE IMPROVED FIT INTEGRATED 15MM CONNECTOR MR CONDITIONAL TRACH TIE IMPROVED WEANING CE MARKED STERILE PEDIATRIC LATEX FREE PORTEX BIVONA | Silicone | BX | 1 | 53.28 | 53.28 | 53.28 | 53.28 | 53.28 | 2 | 266.4 | 5 | Alternative | 94% | Medtronic Minimally Invasive | 50PEFP | TUBE TRACHEOSTOMY SIZE 5.0 L44MM OD7.3MM ID5MM WHITE POLYVINYLCHLORIDE DEHP FREE CUFFLESS INTEGRATED CONNECTOR TRANSPARENT FLANGE TAPE TIE RECESS PROMOTE AIRFLOW FLEXIBLE MR CONDITIONAL PEDIATRIC LATEX FREE DISPOSABLE SHILEY | [10 empty] | X | X | X | X | X | X | X | X | X | X | X | X |  |  | X | X | X | PVC
| Tubes Tracheostomy/Laryngectomy | ICU Medical Inc | 60SP050 | TUBE TRACHEOSTOMY SIZE 5.0 L44MM OD7.3MM ID5MM WHITE SILICONE CUFFLESS STRAIGHT FLANGE HYDROPHOBIC HYPOALLERGENIC WIRE REINFORCED REPROCESSIBLE FLEXIBLE IMPROVED FIT INTEGRATED 15MM CONNECTOR MR CONDITIONAL TRACH TIE IMPROVED WEANING CE MARKED STERILE PEDIATRIC LATEX FREE PORTEX BIVONA | Silicone | BX | 1 | 53.28 | 53.28 | 53.28 | 53.28 | 53.28 | 2 | 266.4 | 5 | Alternative | 88% | Tracoe | 37350 | TUBE TRACHEOSTOMY SIZE 5.0 L44MM OD7.3MM ID5MM WHITE SILICONE DEHP FREE KINK RESISTANT EXTENDED LENGTH THERMALLY STABLE NECK STRAP RING OBTURATOR MR CONDITIONAL RADIOPAQUE VERY SOFT TUBE TIP STERILE PEDIATRIC LATEX FREE TRACOE Silcosoft | EA | 1 | 200 | 200 | 204 | 206 | 206 | 3 | 12850 | 63 | X | X | X | X | X |  | X | X | X | X | X | X | X | X | X | X |  | Silicone
| Tubes Tracheostomy/Laryngectomy | ICU Medical Inc | 60SP050 | TUBE TRACHEOSTOMY SIZE 5.0 L44MM OD7.3MM ID5MM WHITE SILICONE CUFFLESS STRAIGHT FLANGE HYDROPHOBIC HYPOALLERGENIC WIRE REINFORCED REPROCESSIBLE FLEXIBLE IMPROVED FIT INTEGRATED 15MM CONNECTOR MR CONDITIONAL TRACH TIE IMPROVED WEANING CE MARKED STERILE PEDIATRIC LATEX FREE PORTEX BIVONA | Silicone | BX | 1 | 53.28 | 53.28 | 53.28 | 53.28 | 53.28 | 2 | 266.4 | 5 | Alternative | 88% | Tracoe | 37250 | TUBE TRACHEOSTOMY SIZE 5.0 L44MM OD7.3MM ID5MM WHITE SILICONE DEHP FREE WATER CUFF KINK RESISTANT THERMALLY STABLE NECK STRAP RING OBTURATOR MR CONDITIONAL RADIOPAQUE VERY SOFT TUBE TIP STERILE PEDIATRIC LATEX FREE TRACOE Silcosoft | EA | 1 | 183.85 | 183.85 | 183.85 | 194 | 194 | 2 | 1511.4 | 8 | X | X | X | X | X |  | X | X | X | X | X | X | X | X | X | X |  | Silicone
| Tubes Tracheostomy/Laryngectomy | ICU Medical Inc | 60SP050 | TUBE TRACHEOSTOMY SIZE 5.0 L44MM OD7.3MM ID5MM WHITE SILICONE CUFFLESS STRAIGHT FLANGE HYDROPHOBIC HYPOALLERGENIC WIRE REINFORCED REPROCESSIBLE FLEXIBLE IMPROVED FIT INTEGRATED 15MM CONNECTOR MR CONDITIONAL TRACH TIE IMPROVED WEANING CE MARKED STERILE PEDIATRIC LATEX FREE PORTEX BIVONA | Silicone | BX | 1 | 53.28 | 53.28 | 53.28 | 53.28 | 53.28 | 2 | 266.4 | 5 | Alternative | 84% | Medtronic Minimally Invasive | 50PCF | TUBE TRACHEOSTOMY SIZE 5.0 L44MM OD7.3MM ID5MM WHITE POLYVINYLCHLORIDE DEHP FREE TAPERGUARD CUFF INTEGRATED CONNECTOR TRANSPARENT FLANGE TAPE TIE RECESS PROMOTE AIRFLOW FLEXIBLE MR CONDITIONAL PEDIATRIC LATEX FREE DISPOSABLE SHILEY | EA | 1 | 45.2317 | 58.67 | 60.54 | 65 | 73.42 | 59 | 31421.0402 | 508 | X | X | X | X | X |  | X | X | X | X | X | X |  |  | X | X | X | PVC
| Tubes Tracheostomy/Laryngectomy | ICU Medical Inc | 60SP050 | TUBE TRACHEOSTOMY SIZE 5.0 L44MM OD7.3MM ID5MM WHITE SILICONE CUFFLESS STRAIGHT FLANGE HYDROPHOBIC HYPOALLERGENIC WIRE REINFORCED REPROCESSIBLE FLEXIBLE IMPROVED FIT INTEGRATED 15MM CONNECTOR MR CONDITIONAL TRACH TIE IMPROVED WEANING CE MARKED STERILE PEDIATRIC LATEX FREE PORTEX BIVONA | Silicone | BX | 1 | 53.28 | 53.28 | 53.28 | 53.28 | 53.28 | 2 | 266.4 | 5 | Alternative | 84% | Medtronic Minimally Invasive | 50PELF | TUBE TRACHEOSTOMY SIZE 5.0 L50MM OD7.3MM ID5MM WHITE POLYVINYLCHLORIDE DEHP FREE EXTRA LONG CUFFLESS INTEGRATED CONNECTOR TRANSPARENT FLANGE TAPE TIE RECESS PROMOTE AIRFLOW FLEXIBLE MR CONDITIONAL PEDIATRIC LATEX FREE DISPOSABLE SHILEY | EA | 1 | 39.91 | 44.8 | 46.43 | 47.8229 | 53.09 | 13 | 3124.1038 | 67 | X | X |  | X | X | X | X | X | X | X | X | X |  |  | X | X | X | PVC
| Tubes Tracheostomy/Laryngectomy | ICU Medical Inc | 60SP050 | TUBE TRACHEOSTOMY SIZE 5.0 L44MM OD7.3MM ID5MM WHITE SILICONE CUFFLESS STRAIGHT FLANGE HYDROPHOBIC HYPOALLERGENIC WIRE REINFORCED REPROCESSIBLE FLEXIBLE IMPROVED FIT INTEGRATED 15MM CONNECTOR MR CONDITIONAL TRACH TIE IMPROVED WEANING CE MARKED STERILE PEDIATRIC LATEX FREE PORTEX BIVONA | Silicone | BX | 1 | 53.28 | 53.28 | 53.28 | 53.28 | 53.28 | 2 | 266.4 | 5 | Alternative | 84% | Medtronic Minimally Invasive | 50PCF | TUBE TRACHEOSTOMY SIZE 5.0 L44MM OD7.3MM ID5MM WHITE POLYVINYLCHLORIDE DEHP FREE TAPERGUARD CUFF INTEGRATED CONNECTOR TRANSPARENT FLANGE TAPE TIE RECESS PROMOTE AIRFLOW FLEXIBLE MR CONDITIONAL PEDIATRIC LATEX FREE DISPOSABLE SHILEY | BX |  | 39.02 | 39.02 | 58.93 | 59.11 | 65 | 4 | 645.19 | 11 | X | X | X | X | X |  | X | X | X | X | X | X |  |  | X | X | X | PVC
| Tubes Tracheostomy/Laryngectomy | ICU Medical Inc | 60SP050 | TUBE TRACHEOSTOMY SIZE 5.0 L44MM OD7.3MM ID5MM WHITE SILICONE CUFFLESS STRAIGHT FLANGE HYDROPHOBIC HYPOALLERGENIC WIRE REINFORCED REPROCESSIBLE FLEXIBLE IMPROVED FIT INTEGRATED 15MM CONNECTOR MR CONDITIONAL TRACH TIE IMPROVED WEANING CE MARKED STERILE PEDIATRIC LATEX FREE PORTEX BIVONA | Silicone | BX | 1 | 53.28 | 53.28 | 53.28 | 53.28 | 53.28 | 2 | 266.4 | 5 | Alternative | 84% | Medtronic Minimally Invasive | 50PELF | TUBE TRACHEOSTOMY SIZE 5.0 L50MM OD7.3MM ID5MM WHITE POLYVINYLCHLORIDE DEHP FREE EXTRA LONG CUFFLESS INTEGRATED CONNECTOR TRANSPARENT FLANGE TAPE TIE RECESS PROMOTE AIRFLOW FLEXIBLE MR CONDITIONAL PEDIATRIC LATEX FREE DISPOSABLE SHILEY | BX |  | 46.43 | 46.43 | 46.43 | 46.43 | 46.43 | 1 | 185.72 | 4 | X | X |  | X | X | X | X | X | X | X | X | X |  |  | X | X | X | PVC
| Tubes Tracheostomy/Laryngectomy | ICU Medical Inc | 60SP050 | TUBE TRACHEOSTOMY SIZE 5.0 L44MM OD7.3MM ID5MM WHITE SILICONE CUFFLESS STRAIGHT FLANGE HYDROPHOBIC HYPOALLERGENIC WIRE REINFORCED REPROCESSIBLE FLEXIBLE IMPROVED FIT INTEGRATED 15MM CONNECTOR MR CONDITIONAL TRACH TIE IMPROVED WEANING CE MARKED STERILE PEDIATRIC LATEX FREE PORTEX BIVONA | Silicone | BX | 1 | 53.28 | 53.28 | 53.28 | 53.28 | 53.28 | 2 | 266.4 | 5 | Alternative | 84% | Medtronic Minimally Invasive | 50PCF | TUBE TRACHEOSTOMY SIZE 5.0 L44MM OD7.3MM ID5MM WHITE POLYVINYLCHLORIDE DEHP FREE TAPERGUARD CUFF INTEGRATED CONNECTOR TRANSPARENT FLANGE TAPE TIE RECESS PROMOTE AIRFLOW FLEXIBLE MR CONDITIONAL PEDIATRIC LATEX FREE DISPOSABLE SHILEY | PK |  | 69.1 | 69.1 | 69.1 | 69.1 | 69.1 | 1 | 276.4 | 4 | X | X | X | X | X |  | X | X | X | X | X | X |  |  | X | X | X | PVC
| Tubes Tracheostomy/Laryngectomy | ICU Medical Inc | 60SP050 | TUBE TRACHEOSTOMY SIZE 5.0 L44MM OD7.3MM ID5MM WHITE SILICONE CUFFLESS STRAIGHT FLANGE HYDROPHOBIC HYPOALLERGENIC WIRE REINFORCED REPROCESSIBLE FLEXIBLE IMPROVED FIT INTEGRATED 15MM CONNECTOR MR CONDITIONAL TRACH TIE IMPROVED WEANING CE MARKED STERILE PEDIATRIC LATEX FREE PORTEX BIVONA | Silicone | BX | 1 | 53.28 | 53.28 | 53.28 | 53.28 | 53.28 | 2 | 266.4 | 5 | Alternative | 78% | Tracoe | 10105 | TUBE TRACHEOSTOMY SIZE 5.0 L52MM OD6.7MM ID5MM CLEAR POLYMER CUFFLESS NECK STRAP FLEXIBLE MR CONDITIONAL ADULT LATEX FREE TRACOE COMFORT | [10 empty] | X |  |  | X | X | X | X | X | X | X | X | X |  | X | X | X | X | Polymer
| Tubes Tracheostomy/Laryngectomy | ICU Medical Inc | 60SP050 | TUBE TRACHEOSTOMY SIZE 5.0 L44MM OD7.3MM ID5MM WHITE SILICONE CUFFLESS STRAIGHT FLANGE HYDROPHOBIC HYPOALLERGENIC WIRE REINFORCED REPROCESSIBLE FLEXIBLE IMPROVED FIT INTEGRATED 15MM CONNECTOR MR CONDITIONAL TRACH TIE IMPROVED WEANING CE MARKED STERILE PEDIATRIC LATEX FREE PORTEX BIVONA | Silicone | BX | 1 | 53.28 | 53.28 | 53.28 | 53.28 | 53.28 | 2 | 266.4 | 5 | Alternative | 76% | SunMed LLC | 1739050 | TUBE TRACHEOSTOMY SIZE 5.0 L62MM OD6.67MM ID5MM POLYVINYLCHLORIDE CUFFLESS INTEGRAL 15MM CONNECTOR CUSHION NECK BAND NECK BAND RETAINER OBTURATOR RADIOPAQUE STRIP LOW PRESSURE MR CONDITIONAL STERILE ADULT LATEX FREE DISPOSABLE | [10 empty] | X |  |  | X | X | X | X | X | X | X | X | X |  | X | X | X |  | PVC
| Tubes Tracheostomy/Laryngectomy | ICU Medical Inc | 60SP050 | TUBE TRACHEOSTOMY SIZE 5.0 L44MM OD7.3MM ID5MM WHITE SILICONE CUFFLESS STRAIGHT FLANGE HYDROPHOBIC HYPOALLERGENIC WIRE REINFORCED REPROCESSIBLE FLEXIBLE IMPROVED FIT INTEGRATED 15MM CONNECTOR MR CONDITIONAL TRACH TIE IMPROVED WEANING CE MARKED STERILE PEDIATRIC LATEX FREE PORTEX BIVONA | Silicone | BX | 1 | 53.28 | 53.28 | 53.28 | 53.28 | 53.28 | 2 | 266.4 | 5 | Alternative | 75% | Medtronic Minimally Invasive | 50PLCF | TUBE TRACHEOSTOMY SIZE 5.0 L50MM OD7.3MM ID5MM WHITE POLYVINYLCHLORIDE DEHP FREE EXTRA LONG TAPERGUARD CUFF INTEGRATED CONNECTOR TRANSPARENT FLANGE TAPE TIE RECESS PROMOTE AIRFLOW FLEXIBLE MR CONDITIONAL PEDIATRIC LATEX FREE DISPOSABLE SHILEY | EA | 1 | 45.8983 | 58.93 | 61.45 | 65.48 | 73.84 | 26 | 16079.2838 | 254 | X | X |  | X | X |  | X | X | X | X | X | X |  |  | X | X | X | PVC
| Tubes Tracheostomy/Laryngectomy | ICU Medical Inc | 60SP050 | TUBE TRACHEOSTOMY SIZE 5.0 L44MM OD7.3MM ID5MM WHITE SILICONE CUFFLESS STRAIGHT FLANGE HYDROPHOBIC HYPOALLERGENIC WIRE REINFORCED REPROCESSIBLE FLEXIBLE IMPROVED FIT INTEGRATED 15MM CONNECTOR MR CONDITIONAL TRACH TIE IMPROVED WEANING CE MARKED STERILE PEDIATRIC LATEX FREE PORTEX BIVONA | Silicone | BX | 1 | 53.28 | 53.28 | 53.28 | 53.28 | 53.28 | 2 | 266.4 | 5 | Alternative | 75% | Tracoe | 35550 | TUBE TRACHEOSTOMY SIZE 5.0 L50MM OD7MM ID5MM CUFFLESS OBTURATOR INTEGRATED 15MM CONNECTOR NECK STRAP FUNNEL SHAPED INNER DESIGN THIN WALL STERILE PEDIATRIC LATEX FREE TRACOE MINI | EA | 1 | 35.54 | 35.54 | 36.52 | 41.5 | 41.5 | 3 | 398.86 | 11 | X |  |  | X | X | X | X | X | X | X | X | X |  |  | X | X | X | Silicone
| Tubes Tracheostomy/Laryngectomy | ICU Medical Inc | 60SP050 | TUBE TRACHEOSTOMY SIZE 5.0 L44MM OD7.3MM ID5MM WHITE SILICONE CUFFLESS STRAIGHT FLANGE HYDROPHOBIC HYPOALLERGENIC WIRE REINFORCED REPROCESSIBLE FLEXIBLE IMPROVED FIT INTEGRATED 15MM CONNECTOR MR CONDITIONAL TRACH TIE IMPROVED WEANING CE MARKED STERILE PEDIATRIC LATEX FREE PORTEX BIVONA | Silicone | BX | 1 | 53.28 | 53.28 | 53.28 | 53.28 | 53.28 | 2 | 266.4 | 5 | Alternative | 75% | Tracoe | 35540 | TUBE TRACHEOSTOMY SIZE 4.0 L44MM OD5.6MM ID4MM CUFFLESS OBTURATOR INTEGRATED 15MM CONNECTOR NECK STRAP FUNNEL SHAPED INNER DESIGN THIN WALL STERILE PEDIATRIC LATEX FREE TRACOE MINI | EA | 1 | 35.54 | 35.54 | 35.54 | 36 | 36 | 2 | 462.48 | 13 |  |  | X | X | X | X | X | X | X | X | X | X |  |  | X | X | X | Silicone
| Tubes Tracheostomy/Laryngectomy | ICU Medical Inc | 60SP050 | TUBE TRACHEOSTOMY SIZE 5.0 L44MM OD7.3MM ID5MM WHITE SILICONE CUFFLESS STRAIGHT FLANGE HYDROPHOBIC HYPOALLERGENIC WIRE REINFORCED REPROCESSIBLE FLEXIBLE IMPROVED FIT INTEGRATED 15MM CONNECTOR MR CONDITIONAL TRACH TIE IMPROVED WEANING CE MARKED STERILE PEDIATRIC LATEX FREE PORTEX BIVONA | Silicone | BX | 1 | 53.28 | 53.28 | 53.28 | 53.28 | 53.28 | 2 | 266.4 | 5 | Alternative | 75% | Medtronic Minimally Invasive | 50PLCF | TUBE TRACHEOSTOMY SIZE 5.0 L50MM OD7.3MM ID5MM WHITE POLYVINYLCHLORIDE DEHP FREE EXTRA LONG TAPERGUARD CUFF INTEGRATED CONNECTOR TRANSPARENT FLANGE TAPE TIE RECESS PROMOTE AIRFLOW FLEXIBLE MR CONDITIONAL PEDIATRIC LATEX FREE DISPOSABLE SHILEY | BX |  | 39.02 | 39.02 | 39.02 | 39.02 | 39.02 | 1 | 78.04 | 2 | X | X |  | X | X |  | X | X | X | X | X | X |  |  | X | X | X | PVC
| Tubes Tracheostomy/Laryngectomy | ICU Medical Inc | 60SP050 | TUBE TRACHEOSTOMY SIZE 5.0 L44MM OD7.3MM ID5MM WHITE SILICONE CUFFLESS STRAIGHT FLANGE HYDROPHOBIC HYPOALLERGENIC WIRE REINFORCED REPROCESSIBLE FLEXIBLE IMPROVED FIT INTEGRATED 15MM CONNECTOR MR CONDITIONAL TRACH TIE IMPROVED WEANING CE MARKED STERILE PEDIATRIC LATEX FREE PORTEX BIVONA | Silicone | BX | 1 | 53.28 | 53.28 | 53.28 | 53.28 | 53.28 | 2 | 266.4 | 5 | Alternative | 75% | Medtronic Minimally Invasive | 50PLCF | TUBE TRACHEOSTOMY SIZE 5.0 L50MM OD7.3MM ID5MM WHITE POLYVINYLCHLORIDE DEHP FREE EXTRA LONG TAPERGUARD CUFF INTEGRATED CONNECTOR TRANSPARENT FLANGE TAPE TIE RECESS PROMOTE AIRFLOW FLEXIBLE MR CONDITIONAL PEDIATRIC LATEX FREE DISPOSABLE SHILEY | PK |  | 69.1 | 69.1 | 69.1 | 69.1 | 69.1 | 1 | 207.3 | 3 | X | X |  | X | X |  | X | X | X | X | X | X |  |  | X | X | X | PVC
| Tubes Tracheostomy/Laryngectomy | ICU Medical Inc | 60SP050 | TUBE TRACHEOSTOMY SIZE 5.0 L44MM OD7.3MM ID5MM WHITE SILICONE CUFFLESS STRAIGHT FLANGE HYDROPHOBIC HYPOALLERGENIC WIRE REINFORCED REPROCESSIBLE FLEXIBLE IMPROVED FIT INTEGRATED 15MM CONNECTOR MR CONDITIONAL TRACH TIE IMPROVED WEANING CE MARKED STERILE PEDIATRIC LATEX FREE PORTEX BIVONA | Silicone | EA | 1 | 48.69 | 48.69 | 57.35 | 70.28 | 70.28 | 22 | 2689.67 | 50 | Alternative | 98% | Tracoe | 37050 | TUBE TRACHEOSTOMY SIZE 5.0 L44MM OD7.3MM ID5MM WHITE SILICONE DEHP FREE CUFFLESS KINK RESISTANT THERMALLY STABLE NECK STRAP RING OBTURATOR MR CONDITIONAL RADIOPAQUE VERY SOFT TUBE TIP STERILE PEDIATRIC LATEX FREE TRACOE Silcosoft | EA | 1 | 63 | 63 | 63 | 68 | 68 | 2 | 1373 | 21 | X | X | X | X | X | X | X | X | X | X | X | X | X | X | X | X |  | Silicone
| Tubes Tracheostomy/Laryngectomy | ICU Medical Inc | 60SP050 | TUBE TRACHEOSTOMY SIZE 5.0 L44MM OD7.3MM ID5MM WHITE SILICONE CUFFLESS STRAIGHT FLANGE HYDROPHOBIC HYPOALLERGENIC WIRE REINFORCED REPROCESSIBLE FLEXIBLE IMPROVED FIT INTEGRATED 15MM CONNECTOR MR CONDITIONAL TRACH TIE IMPROVED WEANING CE MARKED STERILE PEDIATRIC LATEX FREE PORTEX BIVONA | Silicone | EA | 1 | 48.69 | 48.69 | 57.35 | 70.28 | 70.28 | 22 | 2689.67 | 50 | Alternative | 98% | Tracoe | 37150 | TUBE TRACHEOSTOMY SIZE 5.0 L44MM OD7.3MM ID5MM WHITE SILICONE DEHP FREE CUFFLESS KINK RESISTANT EXTENDED LENGTH THERMALLY STABLE NECK STRAP RING OBTURATOR MR CONDITIONAL RADIOPAQUE VERY SOFT TUBE TIP STERILE PEDIATRIC LATEX FREE TRACOE Silcosoft | EA | 1 | 91 | 91 | 91 | 91 | 91 | 2 | 1911 | 21 | X | X | X | X | X | X | X | X | X | X | X | X | X | X | X | X |  | Silicone
| Tubes Tracheostomy/Laryngectomy | ICU Medical Inc | 60SP050 | TUBE TRACHEOSTOMY SIZE 5.0 L44MM OD7.3MM ID5MM WHITE SILICONE CUFFLESS STRAIGHT FLANGE HYDROPHOBIC HYPOALLERGENIC WIRE REINFORCED REPROCESSIBLE FLEXIBLE IMPROVED FIT INTEGRATED 15MM CONNECTOR MR CONDITIONAL TRACH TIE IMPROVED WEANING CE MARKED STERILE PEDIATRIC LATEX FREE PORTEX BIVONA | Silicone | EA | 1 | 48.69 | 48.69 | 57.35 | 70.28 | 70.28 | 22 | 2689.67 | 50 | Alternative | 94% | Medtronic Minimally Invasive | 50PEF | TUBE TRACHEOSTOMY SIZE 5.0 L44MM OD7.3MM ID5MM WHITE POLYVINYLCHLORIDE DEHP FREE CUFFLESS INTEGRATED CONNECTOR TRANSPARENT FLANGE TAPE TIE RECESS PROMOTE AIRFLOW FLEXIBLE MR CONDITIONAL PEDIATRIC LATEX FREE DISPOSABLE SHILEY | EA | 1 | 39.91 | 45.07 | 45.96 | 46.75 | 54.44 | 100 | 38878.65 | 831 | X | X | X | X | X | X | X | X | X | X | X | X |  |  | X | X | X | PVC
| Tubes Tracheostomy/Laryngectomy | ICU Medical Inc | 60SP050 | TUBE TRACHEOSTOMY SIZE 5.0 L44MM OD7.3MM ID5MM WHITE SILICONE CUFFLESS STRAIGHT FLANGE HYDROPHOBIC HYPOALLERGENIC WIRE REINFORCED REPROCESSIBLE FLEXIBLE IMPROVED FIT INTEGRATED 15MM CONNECTOR MR CONDITIONAL TRACH TIE IMPROVED WEANING CE MARKED STERILE PEDIATRIC LATEX FREE PORTEX BIVONA | Silicone | EA | 1 | 48.69 | 48.69 | 57.35 | 70.28 | 70.28 | 22 | 2689.67 | 50 | Alternative | 94% | Medtronic Minimally Invasive | 50PEF | TUBE TRACHEOSTOMY SIZE 5.0 L44MM OD7.3MM ID5MM WHITE POLYVINYLCHLORIDE DEHP FREE CUFFLESS INTEGRATED CONNECTOR TRANSPARENT FLANGE TAPE TIE RECESS PROMOTE AIRFLOW FLEXIBLE MR CONDITIONAL PEDIATRIC LATEX FREE DISPOSABLE SHILEY | BX |  | 40.31 | 45.5 | 45.95 | 46.43 | 53.09 | 11 | 7217.81 | 156 | X | X | X | X | X | X | X | X | X | X | X | X |  |  | X | X | X | PVC
| Tubes Tracheostomy/Laryngectomy | ICU Medical Inc | 60SP050 | TUBE TRACHEOSTOMY SIZE 5.0 L44MM OD7.3MM ID5MM WHITE SILICONE CUFFLESS STRAIGHT FLANGE HYDROPHOBIC HYPOALLERGENIC WIRE REINFORCED REPROCESSIBLE FLEXIBLE IMPROVED FIT INTEGRATED 15MM CONNECTOR MR CONDITIONAL TRACH TIE IMPROVED WEANING CE MARKED STERILE PEDIATRIC LATEX FREE PORTEX BIVONA | Silicone | EA | 1 | 48.69 | 48.69 | 57.35 | 70.28 | 70.28 | 22 | 2689.67 | 50 | Alternative | 94% | Medtronic Minimally Invasive | 50PEFP | TUBE TRACHEOSTOMY SIZE 5.0 L44MM OD7.3MM ID5MM WHITE POLYVINYLCHLORIDE DEHP FREE CUFFLESS INTEGRATED CONNECTOR TRANSPARENT FLANGE TAPE TIE RECESS PROMOTE AIRFLOW FLEXIBLE MR CONDITIONAL PEDIATRIC LATEX FREE DISPOSABLE SHILEY | [10 empty] | X | X | X | X | X | X | X | X | X | X | X | X |  |  | X | X | X | PVC
| Tubes Tracheostomy/Laryngectomy | ICU Medical Inc | 60SP050 | TUBE TRACHEOSTOMY SIZE 5.0 L44MM OD7.3MM ID5MM WHITE SILICONE CUFFLESS STRAIGHT FLANGE HYDROPHOBIC HYPOALLERGENIC WIRE REINFORCED REPROCESSIBLE FLEXIBLE IMPROVED FIT INTEGRATED 15MM CONNECTOR MR CONDITIONAL TRACH TIE IMPROVED WEANING CE MARKED STERILE PEDIATRIC LATEX FREE PORTEX BIVONA | Silicone | EA | 1 | 48.69 | 48.69 | 57.35 | 70.28 | 70.28 | 22 | 2689.67 | 50 | Alternative | 88% | Tracoe | 37350 | TUBE TRACHEOSTOMY SIZE 5.0 L44MM OD7.3MM ID5MM WHITE SILICONE DEHP FREE KINK RESISTANT EXTENDED LENGTH THERMALLY STABLE NECK STRAP RING OBTURATOR MR CONDITIONAL RADIOPAQUE VERY SOFT TUBE TIP STERILE PEDIATRIC LATEX FREE TRACOE Silcosoft | EA | 1 | 200 | 200 | 204 | 206 | 206 | 3 | 12850 | 63 | X | X | X | X | X |  | X | X | X | X | X | X | X | X | X | X |  | Silicone
| Tubes Tracheostomy/Laryngectomy | ICU Medical Inc | 60SP050 | TUBE TRACHEOSTOMY SIZE 5.0 L44MM OD7.3MM ID5MM WHITE SILICONE CUFFLESS STRAIGHT FLANGE HYDROPHOBIC HYPOALLERGENIC WIRE REINFORCED REPROCESSIBLE FLEXIBLE IMPROVED FIT INTEGRATED 15MM CONNECTOR MR CONDITIONAL TRACH TIE IMPROVED WEANING CE MARKED STERILE PEDIATRIC LATEX FREE PORTEX BIVONA | Silicone | EA | 1 | 48.69 | 48.69 | 57.35 | 70.28 | 70.28 | 22 | 2689.67 | 50 | Alternative | 88% | Tracoe | 37250 | TUBE TRACHEOSTOMY SIZE 5.0 L44MM OD7.3MM ID5MM WHITE SILICONE DEHP FREE WATER CUFF KINK RESISTANT THERMALLY STABLE NECK STRAP RING OBTURATOR MR CONDITIONAL RADIOPAQUE VERY SOFT TUBE TIP STERILE PEDIATRIC LATEX FREE TRACOE Silcosoft | EA | 1 | 183.85 | 183.85 | 183.85 | 194 | 194 | 2 | 1511.4 | 8 | X | X | X | X | X |  | X | X | X | X | X | X | X | X | X | X |  | Silicone
| Tubes Tracheostomy/Laryngectomy | ICU Medical Inc | 60SP050 | TUBE TRACHEOSTOMY SIZE 5.0 L44MM OD7.3MM ID5MM WHITE SILICONE CUFFLESS STRAIGHT FLANGE HYDROPHOBIC HYPOALLERGENIC WIRE REINFORCED REPROCESSIBLE FLEXIBLE IMPROVED FIT INTEGRATED 15MM CONNECTOR MR CONDITIONAL TRACH TIE IMPROVED WEANING CE MARKED STERILE PEDIATRIC LATEX FREE PORTEX BIVONA | Silicone | EA | 1 | 48.69 | 48.69 | 57.35 | 70.28 | 70.28 | 22 | 2689.67 | 50 | Alternative | 84% | Medtronic Minimally Invasive | 50PCF | TUBE TRACHEOSTOMY SIZE 5.0 L44MM OD7.3MM ID5MM WHITE POLYVINYLCHLORIDE DEHP FREE TAPERGUARD CUFF INTEGRATED CONNECTOR TRANSPARENT FLANGE TAPE TIE RECESS PROMOTE AIRFLOW FLEXIBLE MR CONDITIONAL PEDIATRIC LATEX FREE DISPOSABLE SHILEY | EA | 1 | 45.2317 | 58.67 | 60.54 | 65 | 73.42 | 59 | 31421.0402 | 508 | X | X | X | X | X |  | X | X | X | X | X | X |  |  | X | X | X | PVC
| Tubes Tracheostomy/Laryngectomy | ICU Medical Inc | 60SP050 | TUBE TRACHEOSTOMY SIZE 5.0 L44MM OD7.3MM ID5MM WHITE SILICONE CUFFLESS STRAIGHT FLANGE HYDROPHOBIC HYPOALLERGENIC WIRE REINFORCED REPROCESSIBLE FLEXIBLE IMPROVED FIT INTEGRATED 15MM CONNECTOR MR CONDITIONAL TRACH TIE IMPROVED WEANING CE MARKED STERILE PEDIATRIC LATEX FREE PORTEX BIVONA | Silicone | EA | 1 | 48.69 | 48.69 | 57.35 | 70.28 | 70.28 | 22 | 2689.67 | 50 | Alternative | 84% | Medtronic Minimally Invasive | 50PELF | TUBE TRACHEOSTOMY SIZE 5.0 L50MM OD7.3MM ID5MM WHITE POLYVINYLCHLORIDE DEHP FREE EXTRA LONG CUFFLESS INTEGRATED CONNECTOR TRANSPARENT FLANGE TAPE TIE RECESS PROMOTE AIRFLOW FLEXIBLE MR CONDITIONAL PEDIATRIC LATEX FREE DISPOSABLE SHILEY | EA | 1 | 39.91 | 44.8 | 46.43 | 47.8229 | 53.09 | 13 | 3124.1038 | 67 | X | X |  | X | X | X | X | X | X | X | X | X |  |  | X | X | X | PVC
| Tubes Tracheostomy/Laryngectomy | ICU Medical Inc | 60SP050 | TUBE TRACHEOSTOMY SIZE 5.0 L44MM OD7.3MM ID5MM WHITE SILICONE CUFFLESS STRAIGHT FLANGE HYDROPHOBIC HYPOALLERGENIC WIRE REINFORCED REPROCESSIBLE FLEXIBLE IMPROVED FIT INTEGRATED 15MM CONNECTOR MR CONDITIONAL TRACH TIE IMPROVED WEANING CE MARKED STERILE PEDIATRIC LATEX FREE PORTEX BIVONA | Silicone | EA | 1 | 48.69 | 48.69 | 57.35 | 70.28 | 70.28 | 22 | 2689.67 | 50 | Alternative | 84% | Medtronic Minimally Invasive | 50PCF | TUBE TRACHEOSTOMY SIZE 5.0 L44MM OD7.3MM ID5MM WHITE POLYVINYLCHLORIDE DEHP FREE TAPERGUARD CUFF INTEGRATED CONNECTOR TRANSPARENT FLANGE TAPE TIE RECESS PROMOTE AIRFLOW FLEXIBLE MR CONDITIONAL PEDIATRIC LATEX FREE DISPOSABLE SHILEY | BX |  | 39.02 | 39.02 | 58.93 | 59.11 | 65 | 4 | 645.19 | 11 | X | X | X | X | X |  | X | X | X | X | X | X |  |  | X | X | X | PVC
| Tubes Tracheostomy/Laryngectomy | ICU Medical Inc | 60SP050 | TUBE TRACHEOSTOMY SIZE 5.0 L44MM OD7.3MM ID5MM WHITE SILICONE CUFFLESS STRAIGHT FLANGE HYDROPHOBIC HYPOALLERGENIC WIRE REINFORCED REPROCESSIBLE FLEXIBLE IMPROVED FIT INTEGRATED 15MM CONNECTOR MR CONDITIONAL TRACH TIE IMPROVED WEANING CE MARKED STERILE PEDIATRIC LATEX FREE PORTEX BIVONA | Silicone | EA | 1 | 48.69 | 48.69 | 57.35 | 70.28 | 70.28 | 22 | 2689.67 | 50 | Alternative | 84% | Medtronic Minimally Invasive | 50PCF | TUBE TRACHEOSTOMY SIZE 5.0 L44MM OD7.3MM ID5MM WHITE POLYVINYLCHLORIDE DEHP FREE TAPERGUARD CUFF INTEGRATED CONNECTOR TRANSPARENT FLANGE TAPE TIE RECESS PROMOTE AIRFLOW FLEXIBLE MR CONDITIONAL PEDIATRIC LATEX FREE DISPOSABLE SHILEY | PK |  | 69.1 | 69.1 | 69.1 | 69.1 | 69.1 | 1 | 276.4 | 4 | X | X | X | X | X |  | X | X | X | X | X | X |  |  | X | X | X | PVC
| Tubes Tracheostomy/Laryngectomy | ICU Medical Inc | 60SP050 | TUBE TRACHEOSTOMY SIZE 5.0 L44MM OD7.3MM ID5MM WHITE SILICONE CUFFLESS STRAIGHT FLANGE HYDROPHOBIC HYPOALLERGENIC WIRE REINFORCED REPROCESSIBLE FLEXIBLE IMPROVED FIT INTEGRATED 15MM CONNECTOR MR CONDITIONAL TRACH TIE IMPROVED WEANING CE MARKED STERILE PEDIATRIC LATEX FREE PORTEX BIVONA | Silicone | EA | 1 | 48.69 | 48.69 | 57.35 | 70.28 | 70.28 | 22 | 2689.67 | 50 | Alternative | 84% | Medtronic Minimally Invasive | 50PELF | TUBE TRACHEOSTOMY SIZE 5.0 L50MM OD7.3MM ID5MM WHITE POLYVINYLCHLORIDE DEHP FREE EXTRA LONG CUFFLESS INTEGRATED CONNECTOR TRANSPARENT FLANGE TAPE TIE RECESS PROMOTE AIRFLOW FLEXIBLE MR CONDITIONAL PEDIATRIC LATEX FREE DISPOSABLE SHILEY | BX |  | 46.43 | 46.43 | 46.43 | 46.43 | 46.43 | 1 | 185.72 | 4 | X | X |  | X | X | X | X | X | X | X | X | X |  |  | X | X | X | PVC
| Tubes Tracheostomy/Laryngectomy | ICU Medical Inc | 60SP050 | TUBE TRACHEOSTOMY SIZE 5.0 L44MM OD7.3MM ID5MM WHITE SILICONE CUFFLESS STRAIGHT FLANGE HYDROPHOBIC HYPOALLERGENIC WIRE REINFORCED REPROCESSIBLE FLEXIBLE IMPROVED FIT INTEGRATED 15MM CONNECTOR MR CONDITIONAL TRACH TIE IMPROVED WEANING CE MARKED STERILE PEDIATRIC LATEX FREE PORTEX BIVONA | Silicone | EA | 1 | 48.69 | 48.69 | 57.35 | 70.28 | 70.28 | 22 | 2689.67 | 50 | Alternative | 78% | Tracoe | 10105 | TUBE TRACHEOSTOMY SIZE 5.0 L52MM OD6.7MM ID5MM CLEAR POLYMER CUFFLESS NECK STRAP FLEXIBLE MR CONDITIONAL ADULT LATEX FREE TRACOE COMFORT | [10 empty] | X |  |  | X | X | X | X | X | X | X | X | X |  | X | X | X | X | Polymer
| Tubes Tracheostomy/Laryngectomy | ICU Medical Inc | 60SP050 | TUBE TRACHEOSTOMY SIZE 5.0 L44MM OD7.3MM ID5MM WHITE SILICONE CUFFLESS STRAIGHT FLANGE HYDROPHOBIC HYPOALLERGENIC WIRE REINFORCED REPROCESSIBLE FLEXIBLE IMPROVED FIT INTEGRATED 15MM CONNECTOR MR CONDITIONAL TRACH TIE IMPROVED WEANING CE MARKED STERILE PEDIATRIC LATEX FREE PORTEX BIVONA | Silicone | EA | 1 | 48.69 | 48.69 | 57.35 | 70.28 | 70.28 | 22 | 2689.67 | 50 | Alternative | 76% | SunMed LLC | 1739050 | TUBE TRACHEOSTOMY SIZE 5.0 L62MM OD6.67MM ID5MM POLYVINYLCHLORIDE CUFFLESS INTEGRAL 15MM CONNECTOR CUSHION NECK BAND NECK BAND RETAINER OBTURATOR RADIOPAQUE STRIP LOW PRESSURE MR CONDITIONAL STERILE ADULT LATEX FREE DISPOSABLE | [10 empty] | X |  |  | X | X | X | X | X | X | X | X | X |  | X | X | X |  | PVC
| Tubes Tracheostomy/Laryngectomy | ICU Medical Inc | 60SP050 | TUBE TRACHEOSTOMY SIZE 5.0 L44MM OD7.3MM ID5MM WHITE SILICONE CUFFLESS STRAIGHT FLANGE HYDROPHOBIC HYPOALLERGENIC WIRE REINFORCED REPROCESSIBLE FLEXIBLE IMPROVED FIT INTEGRATED 15MM CONNECTOR MR CONDITIONAL TRACH TIE IMPROVED WEANING CE MARKED STERILE PEDIATRIC LATEX FREE PORTEX BIVONA | Silicone | EA | 1 | 48.69 | 48.69 | 57.35 | 70.28 | 70.28 | 22 | 2689.67 | 50 | Alternative | 75% | Medtronic Minimally Invasive | 50PLCF | TUBE TRACHEOSTOMY SIZE 5.0 L50MM OD7.3MM ID5MM WHITE POLYVINYLCHLORIDE DEHP FREE EXTRA LONG TAPERGUARD CUFF INTEGRATED CONNECTOR TRANSPARENT FLANGE TAPE TIE RECESS PROMOTE AIRFLOW FLEXIBLE MR CONDITIONAL PEDIATRIC LATEX FREE DISPOSABLE SHILEY | EA | 1 | 45.8983 | 58.93 | 61.45 | 65.48 | 73.84 | 26 | 16079.2838 | 254 | X | X |  | X | X |  | X | X | X | X | X | X |  |  | X | X | X | PVC
| Tubes Tracheostomy/Laryngectomy | ICU Medical Inc | 60SP050 | TUBE TRACHEOSTOMY SIZE 5.0 L44MM OD7.3MM ID5MM WHITE SILICONE CUFFLESS STRAIGHT FLANGE HYDROPHOBIC HYPOALLERGENIC WIRE REINFORCED REPROCESSIBLE FLEXIBLE IMPROVED FIT INTEGRATED 15MM CONNECTOR MR CONDITIONAL TRACH TIE IMPROVED WEANING CE MARKED STERILE PEDIATRIC LATEX FREE PORTEX BIVONA | Silicone | EA | 1 | 48.69 | 48.69 | 57.35 | 70.28 | 70.28 | 22 | 2689.67 | 50 | Alternative | 75% | Tracoe | 35550 | TUBE TRACHEOSTOMY SIZE 5.0 L50MM OD7MM ID5MM CUFFLESS OBTURATOR INTEGRATED 15MM CONNECTOR NECK STRAP FUNNEL SHAPED INNER DESIGN THIN WALL STERILE PEDIATRIC LATEX FREE TRACOE MINI | EA | 1 | 35.54 | 35.54 | 36.52 | 41.5 | 41.5 | 3 | 398.86 | 11 | X |  |  | X | X | X | X | X | X | X | X | X |  |  | X | X | X | Silicone
| Tubes Tracheostomy/Laryngectomy | ICU Medical Inc | 60SP050 | TUBE TRACHEOSTOMY SIZE 5.0 L44MM OD7.3MM ID5MM WHITE SILICONE CUFFLESS STRAIGHT FLANGE HYDROPHOBIC HYPOALLERGENIC WIRE REINFORCED REPROCESSIBLE FLEXIBLE IMPROVED FIT INTEGRATED 15MM CONNECTOR MR CONDITIONAL TRACH TIE IMPROVED WEANING CE MARKED STERILE PEDIATRIC LATEX FREE PORTEX BIVONA | Silicone | EA | 1 | 48.69 | 48.69 | 57.35 | 70.28 | 70.28 | 22 | 2689.67 | 50 | Alternative | 75% | Tracoe | 35540 | TUBE TRACHEOSTOMY SIZE 4.0 L44MM OD5.6MM ID4MM CUFFLESS OBTURATOR INTEGRATED 15MM CONNECTOR NECK STRAP FUNNEL SHAPED INNER DESIGN THIN WALL STERILE PEDIATRIC LATEX FREE TRACOE MINI | EA | 1 | 35.54 | 35.54 | 35.54 | 36 | 36 | 2 | 462.48 | 13 |  |  | X | X | X | X | X | X | X | X | X | X |  |  | X | X | X | Silicone
| Tubes Tracheostomy/Laryngectomy | ICU Medical Inc | 60SP050 | TUBE TRACHEOSTOMY SIZE 5.0 L44MM OD7.3MM ID5MM WHITE SILICONE CUFFLESS STRAIGHT FLANGE HYDROPHOBIC HYPOALLERGENIC WIRE REINFORCED REPROCESSIBLE FLEXIBLE IMPROVED FIT INTEGRATED 15MM CONNECTOR MR CONDITIONAL TRACH TIE IMPROVED WEANING CE MARKED STERILE PEDIATRIC LATEX FREE PORTEX BIVONA | Silicone | EA | 1 | 48.69 | 48.69 | 57.35 | 70.28 | 70.28 | 22 | 2689.67 | 50 | Alternative | 75% | Medtronic Minimally Invasive | 50PLCF | TUBE TRACHEOSTOMY SIZE 5.0 L50MM OD7.3MM ID5MM WHITE POLYVINYLCHLORIDE DEHP FREE EXTRA LONG TAPERGUARD CUFF INTEGRATED CONNECTOR TRANSPARENT FLANGE TAPE TIE RECESS PROMOTE AIRFLOW FLEXIBLE MR CONDITIONAL PEDIATRIC LATEX FREE DISPOSABLE SHILEY | PK |  | 69.1 | 69.1 | 69.1 | 69.1 | 69.1 | 1 | 207.3 | 3 | X | X |  | X | X |  | X | X | X | X | X | X |  |  | X | X | X | PVC
| Tubes Tracheostomy/Laryngectomy | ICU Medical Inc | 60SP050 | TUBE TRACHEOSTOMY SIZE 5.0 L44MM OD7.3MM ID5MM WHITE SILICONE CUFFLESS STRAIGHT FLANGE HYDROPHOBIC HYPOALLERGENIC WIRE REINFORCED REPROCESSIBLE FLEXIBLE IMPROVED FIT INTEGRATED 15MM CONNECTOR MR CONDITIONAL TRACH TIE IMPROVED WEANING CE MARKED STERILE PEDIATRIC LATEX FREE PORTEX BIVONA | Silicone | EA | 1 | 48.69 | 48.69 | 57.35 | 70.28 | 70.28 | 22 | 2689.67 | 50 | Alternative | 75% | Medtronic Minimally Invasive | 50PLCF | TUBE TRACHEOSTOMY SIZE 5.0 L50MM OD7.3MM ID5MM WHITE POLYVINYLCHLORIDE DEHP FREE EXTRA LONG TAPERGUARD CUFF INTEGRATED CONNECTOR TRANSPARENT FLANGE TAPE TIE RECESS PROMOTE AIRFLOW FLEXIBLE MR CONDITIONAL PEDIATRIC LATEX FREE DISPOSABLE SHILEY | BX |  | 39.02 | 39.02 | 39.02 | 39.02 | 39.02 | 1 | 78.04 | 2 | X | X |  | X | X |  | X | X | X | X | X | X |  |  | X | X | X | PVC
| Tubes Tracheostomy/Laryngectomy | ICU Medical Inc | 60SP050 | TUBE TRACHEOSTOMY SIZE 5.0 L44MM OD7.3MM ID5MM WHITE SILICONE CUFFLESS STRAIGHT FLANGE HYDROPHOBIC HYPOALLERGENIC WIRE REINFORCED REPROCESSIBLE FLEXIBLE IMPROVED FIT INTEGRATED 15MM CONNECTOR MR CONDITIONAL TRACH TIE IMPROVED WEANING CE MARKED STERILE PEDIATRIC LATEX FREE PORTEX BIVONA | Silicone | EA | 1 | 48.69 | 51.49 | 52.71 | 56.38 | 59.48 | 22 | 13440.93 | 259 | Alternative | 98% | Tracoe | 37050 | TUBE TRACHEOSTOMY SIZE 5.0 L44MM OD7.3MM ID5MM WHITE SILICONE DEHP FREE CUFFLESS KINK RESISTANT THERMALLY STABLE NECK STRAP RING OBTURATOR MR CONDITIONAL RADIOPAQUE VERY SOFT TUBE TIP STERILE PEDIATRIC LATEX FREE TRACOE Silcosoft | EA | 1 | 63 | 63 | 63 | 68 | 68 | 2 | 1373 | 21 | X | X | X | X | X | X | X | X | X | X | X | X | X | X | X | X |  | Silicone
| Tubes Tracheostomy/Laryngectomy | ICU Medical Inc | 60SP050 | TUBE TRACHEOSTOMY SIZE 5.0 L44MM OD7.3MM ID5MM WHITE SILICONE CUFFLESS STRAIGHT FLANGE HYDROPHOBIC HYPOALLERGENIC WIRE REINFORCED REPROCESSIBLE FLEXIBLE IMPROVED FIT INTEGRATED 15MM CONNECTOR MR CONDITIONAL TRACH TIE IMPROVED WEANING CE MARKED STERILE PEDIATRIC LATEX FREE PORTEX BIVONA | Silicone | EA | 1 | 48.69 | 51.49 | 52.71 | 56.38 | 59.48 | 22 | 13440.93 | 259 | Alternative | 98% | Tracoe | 37150 | TUBE TRACHEOSTOMY SIZE 5.0 L44MM OD7.3MM ID5MM WHITE SILICONE DEHP FREE CUFFLESS KINK RESISTANT EXTENDED LENGTH THERMALLY STABLE NECK STRAP RING OBTURATOR MR CONDITIONAL RADIOPAQUE VERY SOFT TUBE TIP STERILE PEDIATRIC LATEX FREE TRACOE Silcosoft | EA | 1 | 91 | 91 | 91 | 91 | 91 | 2 | 1911 | 21 | X | X | X | X | X | X | X | X | X | X | X | X | X | X | X | X |  | Silicone
| Tubes Tracheostomy/Laryngectomy | ICU Medical Inc | 60SP050 | TUBE TRACHEOSTOMY SIZE 5.0 L44MM OD7.3MM ID5MM WHITE SILICONE CUFFLESS STRAIGHT FLANGE HYDROPHOBIC HYPOALLERGENIC WIRE REINFORCED REPROCESSIBLE FLEXIBLE IMPROVED FIT INTEGRATED 15MM CONNECTOR MR CONDITIONAL TRACH TIE IMPROVED WEANING CE MARKED STERILE PEDIATRIC LATEX FREE PORTEX BIVONA | Silicone | EA | 1 | 48.69 | 51.49 | 52.71 | 56.38 | 59.48 | 22 | 13440.93 | 259 | Alternative | 94% | Medtronic Minimally Invasive | 50PEF | TUBE TRACHEOSTOMY SIZE 5.0 L44MM OD7.3MM ID5MM WHITE POLYVINYLCHLORIDE DEHP FREE CUFFLESS INTEGRATED CONNECTOR TRANSPARENT FLANGE TAPE TIE RECESS PROMOTE AIRFLOW FLEXIBLE MR CONDITIONAL PEDIATRIC LATEX FREE DISPOSABLE SHILEY | EA | 1 | 39.91 | 45.07 | 45.96 | 46.75 | 54.44 | 100 | 38878.65 | 831 | X | X | X | X | X | X | X | X | X | X | X | X |  |  | X | X | X | PVC
| Tubes Tracheostomy/Laryngectomy | ICU Medical Inc | 60SP050 | TUBE TRACHEOSTOMY SIZE 5.0 L44MM OD7.3MM ID5MM WHITE SILICONE CUFFLESS STRAIGHT FLANGE HYDROPHOBIC HYPOALLERGENIC WIRE REINFORCED REPROCESSIBLE FLEXIBLE IMPROVED FIT INTEGRATED 15MM CONNECTOR MR CONDITIONAL TRACH TIE IMPROVED WEANING CE MARKED STERILE PEDIATRIC LATEX FREE PORTEX BIVONA | Silicone | EA | 1 | 48.69 | 51.49 | 52.71 | 56.38 | 59.48 | 22 | 13440.93 | 259 | Alternative | 94% | Medtronic Minimally Invasive | 50PEF | TUBE TRACHEOSTOMY SIZE 5.0 L44MM OD7.3MM ID5MM WHITE POLYVINYLCHLORIDE DEHP FREE CUFFLESS INTEGRATED CONNECTOR TRANSPARENT FLANGE TAPE TIE RECESS PROMOTE AIRFLOW FLEXIBLE MR CONDITIONAL PEDIATRIC LATEX FREE DISPOSABLE SHILEY | BX |  | 40.31 | 45.5 | 45.95 | 46.43 | 53.09 | 11 | 7217.81 | 156 | X | X | X | X | X | X | X | X | X | X | X | X |  |  | X | X | X | PVC
| Tubes Tracheostomy/Laryngectomy | ICU Medical Inc | 60SP050 | TUBE TRACHEOSTOMY SIZE 5.0 L44MM OD7.3MM ID5MM WHITE SILICONE CUFFLESS STRAIGHT FLANGE HYDROPHOBIC HYPOALLERGENIC WIRE REINFORCED REPROCESSIBLE FLEXIBLE IMPROVED FIT INTEGRATED 15MM CONNECTOR MR CONDITIONAL TRACH TIE IMPROVED WEANING CE MARKED STERILE PEDIATRIC LATEX FREE PORTEX BIVONA | Silicone | EA | 1 | 48.69 | 51.49 | 52.71 | 56.38 | 59.48 | 22 | 13440.93 | 259 | Alternative | 94% | Medtronic Minimally Invasive | 50PEFP | TUBE TRACHEOSTOMY SIZE 5.0 L44MM OD7.3MM ID5MM WHITE POLYVINYLCHLORIDE DEHP FREE CUFFLESS INTEGRATED CONNECTOR TRANSPARENT FLANGE TAPE TIE RECESS PROMOTE AIRFLOW FLEXIBLE MR CONDITIONAL PEDIATRIC LATEX FREE DISPOSABLE SHILEY | [10 empty] | X | X | X | X | X | X | X | X | X | X | X | X |  |  | X | X | X | PVC
| Tubes Tracheostomy/Laryngectomy | ICU Medical Inc | 60SP050 | TUBE TRACHEOSTOMY SIZE 5.0 L44MM OD7.3MM ID5MM WHITE SILICONE CUFFLESS STRAIGHT FLANGE HYDROPHOBIC HYPOALLERGENIC WIRE REINFORCED REPROCESSIBLE FLEXIBLE IMPROVED FIT INTEGRATED 15MM CONNECTOR MR CONDITIONAL TRACH TIE IMPROVED WEANING CE MARKED STERILE PEDIATRIC LATEX FREE PORTEX BIVONA | Silicone | EA | 1 | 48.69 | 51.49 | 52.71 | 56.38 | 59.48 | 22 | 13440.93 | 259 | Alternative | 88% | Tracoe | 37350 | TUBE TRACHEOSTOMY SIZE 5.0 L44MM OD7.3MM ID5MM WHITE SILICONE DEHP FREE KINK RESISTANT EXTENDED LENGTH THERMALLY STABLE NECK STRAP RING OBTURATOR MR CONDITIONAL RADIOPAQUE VERY SOFT TUBE TIP STERILE PEDIATRIC LATEX FREE TRACOE Silcosoft | EA | 1 | 200 | 200 | 204 | 206 | 206 | 3 | 12850 | 63 | X | X | X | X | X |  | X | X | X | X | X | X | X | X | X | X |  | Silicone
| Tubes Tracheostomy/Laryngectomy | ICU Medical Inc | 60SP050 | TUBE TRACHEOSTOMY SIZE 5.0 L44MM OD7.3MM ID5MM WHITE SILICONE CUFFLESS STRAIGHT FLANGE HYDROPHOBIC HYPOALLERGENIC WIRE REINFORCED REPROCESSIBLE FLEXIBLE IMPROVED FIT INTEGRATED 15MM CONNECTOR MR CONDITIONAL TRACH TIE IMPROVED WEANING CE MARKED STERILE PEDIATRIC LATEX FREE PORTEX BIVONA | Silicone | EA | 1 | 48.69 | 51.49 | 52.71 | 56.38 | 59.48 | 22 | 13440.93 | 259 | Alternative | 88% | Tracoe | 37250 | TUBE TRACHEOSTOMY SIZE 5.0 L44MM OD7.3MM ID5MM WHITE SILICONE DEHP FREE WATER CUFF KINK RESISTANT THERMALLY STABLE NECK STRAP RING OBTURATOR MR CONDITIONAL RADIOPAQUE VERY SOFT TUBE TIP STERILE PEDIATRIC LATEX FREE TRACOE Silcosoft | EA | 1 | 183.85 | 183.85 | 183.85 | 194 | 194 | 2 | 1511.4 | 8 | X | X | X | X | X |  | X | X | X | X | X | X | X | X | X | X |  | Silicone
| Tubes Tracheostomy/Laryngectomy | ICU Medical Inc | 60SP050 | TUBE TRACHEOSTOMY SIZE 5.0 L44MM OD7.3MM ID5MM WHITE SILICONE CUFFLESS STRAIGHT FLANGE HYDROPHOBIC HYPOALLERGENIC WIRE REINFORCED REPROCESSIBLE FLEXIBLE IMPROVED FIT INTEGRATED 15MM CONNECTOR MR CONDITIONAL TRACH TIE IMPROVED WEANING CE MARKED STERILE PEDIATRIC LATEX FREE PORTEX BIVONA | Silicone | EA | 1 | 48.69 | 51.49 | 52.71 | 56.38 | 59.48 | 22 | 13440.93 | 259 | Alternative | 84% | Medtronic Minimally Invasive | 50PCF | TUBE TRACHEOSTOMY SIZE 5.0 L44MM OD7.3MM ID5MM WHITE POLYVINYLCHLORIDE DEHP FREE TAPERGUARD CUFF INTEGRATED CONNECTOR TRANSPARENT FLANGE TAPE TIE RECESS PROMOTE AIRFLOW FLEXIBLE MR CONDITIONAL PEDIATRIC LATEX FREE DISPOSABLE SHILEY | EA | 1 | 45.2317 | 58.67 | 60.54 | 65 | 73.42 | 59 | 31421.0402 | 508 | X | X | X | X | X |  | X | X | X | X | X | X |  |  | X | X | X | PVC
| Tubes Tracheostomy/Laryngectomy | ICU Medical Inc | 60SP050 | TUBE TRACHEOSTOMY SIZE 5.0 L44MM OD7.3MM ID5MM WHITE SILICONE CUFFLESS STRAIGHT FLANGE HYDROPHOBIC HYPOALLERGENIC WIRE REINFORCED REPROCESSIBLE FLEXIBLE IMPROVED FIT INTEGRATED 15MM CONNECTOR MR CONDITIONAL TRACH TIE IMPROVED WEANING CE MARKED STERILE PEDIATRIC LATEX FREE PORTEX BIVONA | Silicone | EA | 1 | 48.69 | 51.49 | 52.71 | 56.38 | 59.48 | 22 | 13440.93 | 259 | Alternative | 84% | Medtronic Minimally Invasive | 50PELF | TUBE TRACHEOSTOMY SIZE 5.0 L50MM OD7.3MM ID5MM WHITE POLYVINYLCHLORIDE DEHP FREE EXTRA LONG CUFFLESS INTEGRATED CONNECTOR TRANSPARENT FLANGE TAPE TIE RECESS PROMOTE AIRFLOW FLEXIBLE MR CONDITIONAL PEDIATRIC LATEX FREE DISPOSABLE SHILEY | EA | 1 | 39.91 | 44.8 | 46.43 | 47.8229 | 53.09 | 13 | 3124.1038 | 67 | X | X |  | X | X | X | X | X | X | X | X | X |  |  | X | X | X | PVC
| Tubes Tracheostomy/Laryngectomy | ICU Medical Inc | 60SP050 | TUBE TRACHEOSTOMY SIZE 5.0 L44MM OD7.3MM ID5MM WHITE SILICONE CUFFLESS STRAIGHT FLANGE HYDROPHOBIC HYPOALLERGENIC WIRE REINFORCED REPROCESSIBLE FLEXIBLE IMPROVED FIT INTEGRATED 15MM CONNECTOR MR CONDITIONAL TRACH TIE IMPROVED WEANING CE MARKED STERILE PEDIATRIC LATEX FREE PORTEX BIVONA | Silicone | EA | 1 | 48.69 | 51.49 | 52.71 | 56.38 | 59.48 | 22 | 13440.93 | 259 | Alternative | 84% | Medtronic Minimally Invasive | 50PCF | TUBE TRACHEOSTOMY SIZE 5.0 L44MM OD7.3MM ID5MM WHITE POLYVINYLCHLORIDE DEHP FREE TAPERGUARD CUFF INTEGRATED CONNECTOR TRANSPARENT FLANGE TAPE TIE RECESS PROMOTE AIRFLOW FLEXIBLE MR CONDITIONAL PEDIATRIC LATEX FREE DISPOSABLE SHILEY | BX |  | 39.02 | 39.02 | 58.93 | 59.11 | 65 | 4 | 645.19 | 11 | X | X | X | X | X |  | X | X | X | X | X | X |  |  | X | X | X | PVC
| Tubes Tracheostomy/Laryngectomy | ICU Medical Inc | 60SP050 | TUBE TRACHEOSTOMY SIZE 5.0 L44MM OD7.3MM ID5MM WHITE SILICONE CUFFLESS STRAIGHT FLANGE HYDROPHOBIC HYPOALLERGENIC WIRE REINFORCED REPROCESSIBLE FLEXIBLE IMPROVED FIT INTEGRATED 15MM CONNECTOR MR CONDITIONAL TRACH TIE IMPROVED WEANING CE MARKED STERILE PEDIATRIC LATEX FREE PORTEX BIVONA | Silicone | EA | 1 | 48.69 | 51.49 | 52.71 | 56.38 | 59.48 | 22 | 13440.93 | 259 | Alternative | 84% | Medtronic Minimally Invasive | 50PCF | TUBE TRACHEOSTOMY SIZE 5.0 L44MM OD7.3MM ID5MM WHITE POLYVINYLCHLORIDE DEHP FREE TAPERGUARD CUFF INTEGRATED CONNECTOR TRANSPARENT FLANGE TAPE TIE RECESS PROMOTE AIRFLOW FLEXIBLE MR CONDITIONAL PEDIATRIC LATEX FREE DISPOSABLE SHILEY | PK |  | 69.1 | 69.1 | 69.1 | 69.1 | 69.1 | 1 | 276.4 | 4 | X | X | X | X | X |  | X | X | X | X | X | X |  |  | X | X | X | PVC
| Tubes Tracheostomy/Laryngectomy | ICU Medical Inc | 60SP050 | TUBE TRACHEOSTOMY SIZE 5.0 L44MM OD7.3MM ID5MM WHITE SILICONE CUFFLESS STRAIGHT FLANGE HYDROPHOBIC HYPOALLERGENIC WIRE REINFORCED REPROCESSIBLE FLEXIBLE IMPROVED FIT INTEGRATED 15MM CONNECTOR MR CONDITIONAL TRACH TIE IMPROVED WEANING CE MARKED STERILE PEDIATRIC LATEX FREE PORTEX BIVONA | Silicone | EA | 1 | 48.69 | 51.49 | 52.71 | 56.38 | 59.48 | 22 | 13440.93 | 259 | Alternative | 84% | Medtronic Minimally Invasive | 50PELF | TUBE TRACHEOSTOMY SIZE 5.0 L50MM OD7.3MM ID5MM WHITE POLYVINYLCHLORIDE DEHP FREE EXTRA LONG CUFFLESS INTEGRATED CONNECTOR TRANSPARENT FLANGE TAPE TIE RECESS PROMOTE AIRFLOW FLEXIBLE MR CONDITIONAL PEDIATRIC LATEX FREE DISPOSABLE SHILEY | BX |  | 46.43 | 46.43 | 46.43 | 46.43 | 46.43 | 1 | 185.72 | 4 | X | X |  | X | X | X | X | X | X | X | X | X |  |  | X | X | X | PVC
| Tubes Tracheostomy/Laryngectomy | ICU Medical Inc | 60SP050 | TUBE TRACHEOSTOMY SIZE 5.0 L44MM OD7.3MM ID5MM WHITE SILICONE CUFFLESS STRAIGHT FLANGE HYDROPHOBIC HYPOALLERGENIC WIRE REINFORCED REPROCESSIBLE FLEXIBLE IMPROVED FIT INTEGRATED 15MM CONNECTOR MR CONDITIONAL TRACH TIE IMPROVED WEANING CE MARKED STERILE PEDIATRIC LATEX FREE PORTEX BIVONA | Silicone | EA | 1 | 48.69 | 51.49 | 52.71 | 56.38 | 59.48 | 22 | 13440.93 | 259 | Alternative | 78% | Tracoe | 10105 | TUBE TRACHEOSTOMY SIZE 5.0 L52MM OD6.7MM ID5MM CLEAR POLYMER CUFFLESS NECK STRAP FLEXIBLE MR CONDITIONAL ADULT LATEX FREE TRACOE COMFORT | [10 empty] | X |  |  | X | X | X | X | X | X | X | X | X |  | X | X | X | X | Polymer
| Tubes Tracheostomy/Laryngectomy | ICU Medical Inc | 60SP050 | TUBE TRACHEOSTOMY SIZE 5.0 L44MM OD7.3MM ID5MM WHITE SILICONE CUFFLESS STRAIGHT FLANGE HYDROPHOBIC HYPOALLERGENIC WIRE REINFORCED REPROCESSIBLE FLEXIBLE IMPROVED FIT INTEGRATED 15MM CONNECTOR MR CONDITIONAL TRACH TIE IMPROVED WEANING CE MARKED STERILE PEDIATRIC LATEX FREE PORTEX BIVONA | Silicone | EA | 1 | 48.69 | 51.49 | 52.71 | 56.38 | 59.48 | 22 | 13440.93 | 259 | Alternative | 76% | SunMed LLC | 1739050 | TUBE TRACHEOSTOMY SIZE 5.0 L62MM OD6.67MM ID5MM POLYVINYLCHLORIDE CUFFLESS INTEGRAL 15MM CONNECTOR CUSHION NECK BAND NECK BAND RETAINER OBTURATOR RADIOPAQUE STRIP LOW PRESSURE MR CONDITIONAL STERILE ADULT LATEX FREE DISPOSABLE | [10 empty] | X |  |  | X | X | X | X | X | X | X | X | X |  | X | X | X |  | PVC
| Tubes Tracheostomy/Laryngectomy | ICU Medical Inc | 60SP050 | TUBE TRACHEOSTOMY SIZE 5.0 L44MM OD7.3MM ID5MM WHITE SILICONE CUFFLESS STRAIGHT FLANGE HYDROPHOBIC HYPOALLERGENIC WIRE REINFORCED REPROCESSIBLE FLEXIBLE IMPROVED FIT INTEGRATED 15MM CONNECTOR MR CONDITIONAL TRACH TIE IMPROVED WEANING CE MARKED STERILE PEDIATRIC LATEX FREE PORTEX BIVONA | Silicone | EA | 1 | 48.69 | 51.49 | 52.71 | 56.38 | 59.48 | 22 | 13440.93 | 259 | Alternative | 75% | Medtronic Minimally Invasive | 50PLCF | TUBE TRACHEOSTOMY SIZE 5.0 L50MM OD7.3MM ID5MM WHITE POLYVINYLCHLORIDE DEHP FREE EXTRA LONG TAPERGUARD CUFF INTEGRATED CONNECTOR TRANSPARENT FLANGE TAPE TIE RECESS PROMOTE AIRFLOW FLEXIBLE MR CONDITIONAL PEDIATRIC LATEX FREE DISPOSABLE SHILEY | EA | 1 | 45.8983 | 58.93 | 61.45 | 65.48 | 73.84 | 26 | 16079.2838 | 254 | X | X |  | X | X |  | X | X | X | X | X | X |  |  | X | X | X | PVC
| Tubes Tracheostomy/Laryngectomy | ICU Medical Inc | 60SP050 | TUBE TRACHEOSTOMY SIZE 5.0 L44MM OD7.3MM ID5MM WHITE SILICONE CUFFLESS STRAIGHT FLANGE HYDROPHOBIC HYPOALLERGENIC WIRE REINFORCED REPROCESSIBLE FLEXIBLE IMPROVED FIT INTEGRATED 15MM CONNECTOR MR CONDITIONAL TRACH TIE IMPROVED WEANING CE MARKED STERILE PEDIATRIC LATEX FREE PORTEX BIVONA | Silicone | EA | 1 | 48.69 | 51.49 | 52.71 | 56.38 | 59.48 | 22 | 13440.93 | 259 | Alternative | 75% | Tracoe | 35550 | TUBE TRACHEOSTOMY SIZE 5.0 L50MM OD7MM ID5MM CUFFLESS OBTURATOR INTEGRATED 15MM CONNECTOR NECK STRAP FUNNEL SHAPED INNER DESIGN THIN WALL STERILE PEDIATRIC LATEX FREE TRACOE MINI | EA | 1 | 35.54 | 35.54 | 36.52 | 41.5 | 41.5 | 3 | 398.86 | 11 | X |  |  | X | X | X | X | X | X | X | X | X |  |  | X | X | X | Silicone
| Tubes Tracheostomy/Laryngectomy | ICU Medical Inc | 60SP050 | TUBE TRACHEOSTOMY SIZE 5.0 L44MM OD7.3MM ID5MM WHITE SILICONE CUFFLESS STRAIGHT FLANGE HYDROPHOBIC HYPOALLERGENIC WIRE REINFORCED REPROCESSIBLE FLEXIBLE IMPROVED FIT INTEGRATED 15MM CONNECTOR MR CONDITIONAL TRACH TIE IMPROVED WEANING CE MARKED STERILE PEDIATRIC LATEX FREE PORTEX BIVONA | Silicone | EA | 1 | 48.69 | 51.49 | 52.71 | 56.38 | 59.48 | 22 | 13440.93 | 259 | Alternative | 75% | Tracoe | 35540 | TUBE TRACHEOSTOMY SIZE 4.0 L44MM OD5.6MM ID4MM CUFFLESS OBTURATOR INTEGRATED 15MM CONNECTOR NECK STRAP FUNNEL SHAPED INNER DESIGN THIN WALL STERILE PEDIATRIC LATEX FREE TRACOE MINI | EA | 1 | 35.54 | 35.54 | 35.54 | 36 | 36 | 2 | 462.48 | 13 |  |  | X | X | X | X | X | X | X | X | X | X |  |  | X | X | X | Silicone
| Tubes Tracheostomy/Laryngectomy | ICU Medical Inc | 60SP050 | TUBE TRACHEOSTOMY SIZE 5.0 L44MM OD7.3MM ID5MM WHITE SILICONE CUFFLESS STRAIGHT FLANGE HYDROPHOBIC HYPOALLERGENIC WIRE REINFORCED REPROCESSIBLE FLEXIBLE IMPROVED FIT INTEGRATED 15MM CONNECTOR MR CONDITIONAL TRACH TIE IMPROVED WEANING CE MARKED STERILE PEDIATRIC LATEX FREE PORTEX BIVONA | Silicone | EA | 1 | 48.69 | 51.49 | 52.71 | 56.38 | 59.48 | 22 | 13440.93 | 259 | Alternative | 75% | Medtronic Minimally Invasive | 50PLCF | TUBE TRACHEOSTOMY SIZE 5.0 L50MM OD7.3MM ID5MM WHITE POLYVINYLCHLORIDE DEHP FREE EXTRA LONG TAPERGUARD CUFF INTEGRATED CONNECTOR TRANSPARENT FLANGE TAPE TIE RECESS PROMOTE AIRFLOW FLEXIBLE MR CONDITIONAL PEDIATRIC LATEX FREE DISPOSABLE SHILEY | PK |  | 69.1 | 69.1 | 69.1 | 69.1 | 69.1 | 1 | 207.3 | 3 | X | X |  | X | X |  | X | X | X | X | X | X |  |  | X | X | X | PVC
| Tubes Tracheostomy/Laryngectomy | ICU Medical Inc | 60SP050 | TUBE TRACHEOSTOMY SIZE 5.0 L44MM OD7.3MM ID5MM WHITE SILICONE CUFFLESS STRAIGHT FLANGE HYDROPHOBIC HYPOALLERGENIC WIRE REINFORCED REPROCESSIBLE FLEXIBLE IMPROVED FIT INTEGRATED 15MM CONNECTOR MR CONDITIONAL TRACH TIE IMPROVED WEANING CE MARKED STERILE PEDIATRIC LATEX FREE PORTEX BIVONA | Silicone | EA | 1 | 48.69 | 51.49 | 52.71 | 56.38 | 59.48 | 22 | 13440.93 | 259 | Alternative | 75% | Medtronic Minimally Invasive | 50PLCF | TUBE TRACHEOSTOMY SIZE 5.0 L50MM OD7.3MM ID5MM WHITE POLYVINYLCHLORIDE DEHP FREE EXTRA LONG TAPERGUARD CUFF INTEGRATED CONNECTOR TRANSPARENT FLANGE TAPE TIE RECESS PROMOTE AIRFLOW FLEXIBLE MR CONDITIONAL PEDIATRIC LATEX FREE DISPOSABLE SHILEY | BX |  | 39.02 | 39.02 | 39.02 | 39.02 | 39.02 | 1 | 78.04 | 2 | X | X |  | X | X |  | X | X | X | X | X | X |  |  | X | X | X | PVC
| Tubes Tracheostomy/Laryngectomy | ICU Medical Inc | 60SP055 | TUBE TRACHEOSTOMY SIZE 5.5 L46MM OD8MM ID5.5MM WHITE SILICONE CUFFLESS STRAIGHT FLANGE HYDROPHOBIC HYPOALLERGENIC WIRE REINFORCED REPROCESSIBLE FLEXIBLE IMPROVED FIT INTEGRATED 15MM CONNECTOR MR CONDITIONAL TRACH TIE IMPROVED WEANING CE MARKED STERILE PEDIATRIC LATEX FREE PORTEX BIVONA | Silicone | EA | 1 | 48.69 | 51.49 | 53.28 | 55.49 | 59.48 | 17 | 9664.32 | 183 | Alternative | 94% | Medtronic Minimally Invasive | 55PEF | TUBE TRACHEOSTOMY SIZE 5.5 L46MM OD7.9MM ID5.5MM WHITE POLYVINYLCHLORIDE DEHP FREE CUFFLESS INTEGRATED CONNECTOR TRANSPARENT FLANGE TAPE TIE RECESS PROMOTE AIRFLOW FLEXIBLE MR CONDITIONAL PEDIATRIC LATEX FREE DISPOSABLE SHILEY | EA | 1 | 39.91 | 45.5 | 46.42 | 46.75 | 54.68 | 69 | 24512.4963 | 523 | X | X | X | X | X | X | X | X | X | X | X | X |  |  | X | X | X | PVC
| Tubes Tracheostomy/Laryngectomy | ICU Medical Inc | 60SP055 | TUBE TRACHEOSTOMY SIZE 5.5 L46MM OD8MM ID5.5MM WHITE SILICONE CUFFLESS STRAIGHT FLANGE HYDROPHOBIC HYPOALLERGENIC WIRE REINFORCED REPROCESSIBLE FLEXIBLE IMPROVED FIT INTEGRATED 15MM CONNECTOR MR CONDITIONAL TRACH TIE IMPROVED WEANING CE MARKED STERILE PEDIATRIC LATEX FREE PORTEX BIVONA | Silicone | EA | 1 | 48.69 | 51.49 | 53.28 | 55.49 | 59.48 | 17 | 9664.32 | 183 | Alternative | 94% | Medtronic Minimally Invasive | 55PEF | TUBE TRACHEOSTOMY SIZE 5.5 L46MM OD7.9MM ID5.5MM WHITE POLYVINYLCHLORIDE DEHP FREE CUFFLESS INTEGRATED CONNECTOR TRANSPARENT FLANGE TAPE TIE RECESS PROMOTE AIRFLOW FLEXIBLE MR CONDITIONAL PEDIATRIC LATEX FREE DISPOSABLE SHILEY | BX |  | 27.08 | 27.08 | 27.08 | 46.43 | 46.43 | 2 | 4762.94 | 103 | X | X | X | X | X | X | X | X | X | X | X | X |  |  | X | X | X | PVC
| Tubes Tracheostomy/Laryngectomy | ICU Medical Inc | 60SP055 | TUBE TRACHEOSTOMY SIZE 5.5 L46MM OD8MM ID5.5MM WHITE SILICONE CUFFLESS STRAIGHT FLANGE HYDROPHOBIC HYPOALLERGENIC WIRE REINFORCED REPROCESSIBLE FLEXIBLE IMPROVED FIT INTEGRATED 15MM CONNECTOR MR CONDITIONAL TRACH TIE IMPROVED WEANING CE MARKED STERILE PEDIATRIC LATEX FREE PORTEX BIVONA | Silicone | EA | 1 | 48.69 | 51.49 | 53.28 | 55.49 | 59.48 | 17 | 9664.32 | 183 | Alternative | 94% | Medtronic Minimally Invasive | 55PEF | TUBE TRACHEOSTOMY SIZE 5.5 L46MM OD7.9MM ID5.5MM WHITE POLYVINYLCHLORIDE DEHP FREE CUFFLESS INTEGRATED CONNECTOR TRANSPARENT FLANGE TAPE TIE RECESS PROMOTE AIRFLOW FLEXIBLE MR CONDITIONAL PEDIATRIC LATEX FREE DISPOSABLE SHILEY | CS |  | 43.38 | 43.38 | 43.38 | 43.38 | 43.38 | 1 | 86.76 | 2 | X | X | X | X | X | X | X | X | X | X | X | X |  |  | X | X | X | PVC
| Tubes Tracheostomy/Laryngectomy | ICU Medical Inc | 60SP055 | TUBE TRACHEOSTOMY SIZE 5.5 L46MM OD8MM ID5.5MM WHITE SILICONE CUFFLESS STRAIGHT FLANGE HYDROPHOBIC HYPOALLERGENIC WIRE REINFORCED REPROCESSIBLE FLEXIBLE IMPROVED FIT INTEGRATED 15MM CONNECTOR MR CONDITIONAL TRACH TIE IMPROVED WEANING CE MARKED STERILE PEDIATRIC LATEX FREE PORTEX BIVONA | Silicone | EA | 1 | 48.69 | 51.49 | 53.28 | 55.49 | 59.48 | 17 | 9664.32 | 183 | Alternative | 94% | Medtronic Minimally Invasive | 55PEFP | TUBE TRACHEOSTOMY SIZE 5.5 L46MM OD7.9MM ID5.5MM WHITE POLYVINYLCHLORIDE DEHP FREE CUFFLESS INTEGRATED CONNECTOR TRANSPARENT FLANGE TAPE TIE RECESS PROMOTE AIRFLOW FLEXIBLE MR CONDITIONAL PEDIATRIC LATEX FREE DISPOSABLE SHILEY | [10 empty] | X | X | X | X | X | X | X | X | X | X | X | X |  |  | X | X | X | PVC
| Tubes Tracheostomy/Laryngectomy | ICU Medical Inc | 60SP055 | TUBE TRACHEOSTOMY SIZE 5.5 L46MM OD8MM ID5.5MM WHITE SILICONE CUFFLESS STRAIGHT FLANGE HYDROPHOBIC HYPOALLERGENIC WIRE REINFORCED REPROCESSIBLE FLEXIBLE IMPROVED FIT INTEGRATED 15MM CONNECTOR MR CONDITIONAL TRACH TIE IMPROVED WEANING CE MARKED STERILE PEDIATRIC LATEX FREE PORTEX BIVONA | Silicone | EA | 1 | 48.69 | 51.49 | 53.28 | 55.49 | 59.48 | 17 | 9664.32 | 183 | Alternative | 88% | Tracoe | 37055 | TUBE TRACHEOSTOMY SIZE 5.5 L46MM OD8.4MM ID5.5MM WHITE SILICONE DEHP FREE CUFFLESS KINK RESISTANT THERMALLY STABLE NECK STRAP RING OBTURATOR MR CONDITIONAL RADIOPAQUE VERY SOFT TUBE TIP STERILE PEDIATRIC LATEX FREE TRACOE Silcosoft | EA | 1 | 63 | 63 | 68 | 68 | 68 | 3 | 796 | 12 | X |  | X | X | X | X | X | X | X | X | X | X | X | X | X | X |  | Silicone
| Tubes Tracheostomy/Laryngectomy | ICU Medical Inc | 60SP055 | TUBE TRACHEOSTOMY SIZE 5.5 L46MM OD8MM ID5.5MM WHITE SILICONE CUFFLESS STRAIGHT FLANGE HYDROPHOBIC HYPOALLERGENIC WIRE REINFORCED REPROCESSIBLE FLEXIBLE IMPROVED FIT INTEGRATED 15MM CONNECTOR MR CONDITIONAL TRACH TIE IMPROVED WEANING CE MARKED STERILE PEDIATRIC LATEX FREE PORTEX BIVONA | Silicone | EA | 1 | 48.69 | 51.49 | 53.28 | 55.49 | 59.48 | 17 | 9664.32 | 183 | Alternative | 88% | Tracoe | 37155 | TUBE TRACHEOSTOMY SIZE 5.5 L46MM OD8.4MM ID5.5MM WHITE SILICONE DEHP FREE CUFFLESS KINK RESISTANT EXTENDED LENGTH THERMALLY STABLE NECK STRAP RING OBTURATOR MR CONDITIONAL RADIOPAQUE VERY SOFT TUBE TIP STERILE PEDIATRIC LATEX FREE TRACOE Silcosoft | EA | 1 | 91 | 91 | 91 | 91 | 91 | 1 | 546 | 6 | X |  | X | X | X | X | X | X | X | X | X | X | X | X | X | X |  | Silicone
| Tubes Tracheostomy/Laryngectomy | ICU Medical Inc | 60SP055 | TUBE TRACHEOSTOMY SIZE 5.5 L46MM OD8MM ID5.5MM WHITE SILICONE CUFFLESS STRAIGHT FLANGE HYDROPHOBIC HYPOALLERGENIC WIRE REINFORCED REPROCESSIBLE FLEXIBLE IMPROVED FIT INTEGRATED 15MM CONNECTOR MR CONDITIONAL TRACH TIE IMPROVED WEANING CE MARKED STERILE PEDIATRIC LATEX FREE PORTEX BIVONA | Silicone | EA | 1 | 48.69 | 51.49 | 53.28 | 55.49 | 59.48 | 17 | 9664.32 | 183 | Alternative | 84% | Medtronic Minimally Invasive | 55PCF | TUBE TRACHEOSTOMY SIZE 5.5 L46MM OD7.9MM ID5.5MM WHITE POLYVINYLCHLORIDE DEHP FREE TAPERGUARD CUFF INTEGRATED CONNECTOR TRANSPARENT FLANGE TAPE TIE RECESS PROMOTE AIRFLOW FLEXIBLE MR CONDITIONAL PEDIATRIC LATEX FREE DISPOSABLE SHILEY | EA | 1 | 45.2317 | 49.34 | 59.11 | 65 | 73.841 | 52 | 30163.5722 | 490 | X | X | X | X | X |  | X | X | X | X | X | X |  |  | X | X | X | PVC
| Tubes Tracheostomy/Laryngectomy | ICU Medical Inc | 60SP055 | TUBE TRACHEOSTOMY SIZE 5.5 L46MM OD8MM ID5.5MM WHITE SILICONE CUFFLESS STRAIGHT FLANGE HYDROPHOBIC HYPOALLERGENIC WIRE REINFORCED REPROCESSIBLE FLEXIBLE IMPROVED FIT INTEGRATED 15MM CONNECTOR MR CONDITIONAL TRACH TIE IMPROVED WEANING CE MARKED STERILE PEDIATRIC LATEX FREE PORTEX BIVONA | Silicone | EA | 1 | 48.69 | 51.49 | 53.28 | 55.49 | 59.48 | 17 | 9664.32 | 183 | Alternative | 84% | Medtronic Minimally Invasive | 55PELF | TUBE TRACHEOSTOMY SIZE 5.5 L52MM OD7.9MM ID5.5MM WHITE POLYVINYLCHLORIDE DEHP FREE EXTRA LONG CUFFLESS INTEGRATED CONNECTOR TRANSPARENT FLANGE TAPE TIE RECESS PROMOTE AIRFLOW FLEXIBLE MR CONDITIONAL PEDIATRIC LATEX FREE DISPOSABLE SHILEY | EA | 1 | 39.91 | 40.25 | 45.95 | 46.43 | 53.09 | 8 | 1180.44 | 25 | X | X |  | X | X | X | X | X | X | X | X | X |  |  | X | X | X | PVC
| Tubes Tracheostomy/Laryngectomy | ICU Medical Inc | 60SP055 | TUBE TRACHEOSTOMY SIZE 5.5 L46MM OD8MM ID5.5MM WHITE SILICONE CUFFLESS STRAIGHT FLANGE HYDROPHOBIC HYPOALLERGENIC WIRE REINFORCED REPROCESSIBLE FLEXIBLE IMPROVED FIT INTEGRATED 15MM CONNECTOR MR CONDITIONAL TRACH TIE IMPROVED WEANING CE MARKED STERILE PEDIATRIC LATEX FREE PORTEX BIVONA | Silicone | EA | 1 | 48.69 | 51.49 | 53.28 | 55.49 | 59.48 | 17 | 9664.32 | 183 | Alternative | 84% | Medtronic Minimally Invasive | 55PCF | TUBE TRACHEOSTOMY SIZE 5.5 L46MM OD7.9MM ID5.5MM WHITE POLYVINYLCHLORIDE DEHP FREE TAPERGUARD CUFF INTEGRATED CONNECTOR TRANSPARENT FLANGE TAPE TIE RECESS PROMOTE AIRFLOW FLEXIBLE MR CONDITIONAL PEDIATRIC LATEX FREE DISPOSABLE SHILEY | BX |  | 39.02 | 39.02 | 58.93 | 59.11 | 59.11 | 3 | 1080.93 | 19 | X | X | X | X | X |  | X | X | X | X | X | X |  |  | X | X | X | PVC
| Tubes Tracheostomy/Laryngectomy | ICU Medical Inc | 60SP055 | TUBE TRACHEOSTOMY SIZE 5.5 L46MM OD8MM ID5.5MM WHITE SILICONE CUFFLESS STRAIGHT FLANGE HYDROPHOBIC HYPOALLERGENIC WIRE REINFORCED REPROCESSIBLE FLEXIBLE IMPROVED FIT INTEGRATED 15MM CONNECTOR MR CONDITIONAL TRACH TIE IMPROVED WEANING CE MARKED STERILE PEDIATRIC LATEX FREE PORTEX BIVONA | Silicone | EA | 1 | 48.69 | 51.49 | 53.28 | 55.49 | 59.48 | 17 | 9664.32 | 183 | Alternative | 84% | Medtronic Minimally Invasive | 55PCF | TUBE TRACHEOSTOMY SIZE 5.5 L46MM OD7.9MM ID5.5MM WHITE POLYVINYLCHLORIDE DEHP FREE TAPERGUARD CUFF INTEGRATED CONNECTOR TRANSPARENT FLANGE TAPE TIE RECESS PROMOTE AIRFLOW FLEXIBLE MR CONDITIONAL PEDIATRIC LATEX FREE DISPOSABLE SHILEY | PK |  | 69.1 | 69.1 | 69.1 | 69.1 | 69.1 | 1 | 69.1 | 1 | X | X | X | X | X |  | X | X | X | X | X | X |  |  | X | X | X | PVC
| Tubes Tracheostomy/Laryngectomy | ICU Medical Inc | 60SP055 | TUBE TRACHEOSTOMY SIZE 5.5 L46MM OD8MM ID5.5MM WHITE SILICONE CUFFLESS STRAIGHT FLANGE HYDROPHOBIC HYPOALLERGENIC WIRE REINFORCED REPROCESSIBLE FLEXIBLE IMPROVED FIT INTEGRATED 15MM CONNECTOR MR CONDITIONAL TRACH TIE IMPROVED WEANING CE MARKED STERILE PEDIATRIC LATEX FREE PORTEX BIVONA | Silicone | EA | 1 | 48.69 | 51.49 | 53.28 | 55.49 | 59.48 | 17 | 9664.32 | 183 | Alternative | 84% | Medtronic Minimally Invasive | 55PELF | TUBE TRACHEOSTOMY SIZE 5.5 L52MM OD7.9MM ID5.5MM WHITE POLYVINYLCHLORIDE DEHP FREE EXTRA LONG CUFFLESS INTEGRATED CONNECTOR TRANSPARENT FLANGE TAPE TIE RECESS PROMOTE AIRFLOW FLEXIBLE MR CONDITIONAL PEDIATRIC LATEX FREE DISPOSABLE SHILEY | BX |  | 46.43 | 46.43 | 46.43 | 46.43 | 46.43 | 1 | 278.58 | 6 | X | X |  | X | X | X | X | X | X | X | X | X |  |  | X | X | X | PVC
| Tubes Tracheostomy/Laryngectomy | ICU Medical Inc | 60SP055 | TUBE TRACHEOSTOMY SIZE 5.5 L46MM OD8MM ID5.5MM WHITE SILICONE CUFFLESS STRAIGHT FLANGE HYDROPHOBIC HYPOALLERGENIC WIRE REINFORCED REPROCESSIBLE FLEXIBLE IMPROVED FIT INTEGRATED 15MM CONNECTOR MR CONDITIONAL TRACH TIE IMPROVED WEANING CE MARKED STERILE PEDIATRIC LATEX FREE PORTEX BIVONA | Silicone | EA | 1 | 48.69 | 51.49 | 53.28 | 55.49 | 59.48 | 17 | 9664.32 | 183 | Alternative | 79% | Tracoe | 37255 | TUBE TRACHEOSTOMY SIZE 5.5 L46MM OD8.4MM ID5.5MM WHITE SILICONE DEHP FREE WATER CUFF KINK RESISTANT THERMALLY STABLE NECK STRAP RING OBTURATOR MR CONDITIONAL RADIOPAQUE VERY SOFT TUBE TIP STERILE PEDIATRIC LATEX FREE TRACOE Silcosoft | EA | 1 | 183.85 | 183.85 | 183.85 | 194 | 194 | 2 | 1123.4 | 6 | X |  | X | X | X |  | X | X | X | X | X | X | X | X | X | X |  | Silicone
| Tubes Tracheostomy/Laryngectomy | ICU Medical Inc | 60SP055 | TUBE TRACHEOSTOMY SIZE 5.5 L46MM OD8MM ID5.5MM WHITE SILICONE CUFFLESS STRAIGHT FLANGE HYDROPHOBIC HYPOALLERGENIC WIRE REINFORCED REPROCESSIBLE FLEXIBLE IMPROVED FIT INTEGRATED 15MM CONNECTOR MR CONDITIONAL TRACH TIE IMPROVED WEANING CE MARKED STERILE PEDIATRIC LATEX FREE PORTEX BIVONA | Silicone | EA | 1 | 48.69 | 51.49 | 53.28 | 55.49 | 59.48 | 17 | 9664.32 | 183 | Alternative | 79% | Tracoe | 37355 | TUBE TRACHEOSTOMY SIZE 5.5 L46MM OD8.4MM ID5.5MM WHITE SILICONE DEHP FREE KINK RESISTANT EXTENDED LENGTH THERMALLY STABLE NECK STRAP RING OBTURATOR MR CONDITIONAL RADIOPAQUE VERY SOFT TUBE TIP STERILE PEDIATRIC LATEX FREE TRACOE Silcosoft | EA | 1 | 206 | 206 | 206 | 212 | 212 | 2 | 5156 | 25 | X |  | X | X | X |  | X | X | X | X | X | X | X | X | X | X |  | Silicone
| Tubes Tracheostomy/Laryngectomy | ICU Medical Inc | 60SP055 | TUBE TRACHEOSTOMY SIZE 5.5 L46MM OD8MM ID5.5MM WHITE SILICONE CUFFLESS STRAIGHT FLANGE HYDROPHOBIC HYPOALLERGENIC WIRE REINFORCED REPROCESSIBLE FLEXIBLE IMPROVED FIT INTEGRATED 15MM CONNECTOR MR CONDITIONAL TRACH TIE IMPROVED WEANING CE MARKED STERILE PEDIATRIC LATEX FREE PORTEX BIVONA | Silicone | EA | 1 | 48.69 | 51.49 | 53.28 | 55.49 | 59.48 | 17 | 9664.32 | 183 | Alternative | 76% | Tracoe | 45506 | TUBE TRACHEOSTOMY TRACOE VARIO TRACHEOSTOMY TUBE SIZE 6 DEHP-FREE PLASTIC ADULT ID 6.0 MM OD 8.2 MM TOTAL LENGTH 70 MM PLASTIC - SOFT | [11 empty] | X |  | X | X | X | X | X | X | X | X | X | X |  | X |  | X | Plastic
| Tubes Tracheostomy/Laryngectomy | ICU Medical Inc | 60SP055 | TUBE TRACHEOSTOMY SIZE 5.5 L46MM OD8MM ID5.5MM WHITE SILICONE CUFFLESS STRAIGHT FLANGE HYDROPHOBIC HYPOALLERGENIC WIRE REINFORCED REPROCESSIBLE FLEXIBLE IMPROVED FIT INTEGRATED 15MM CONNECTOR MR CONDITIONAL TRACH TIE IMPROVED WEANING CE MARKED STERILE PEDIATRIC LATEX FREE PORTEX BIVONA | Silicone | EA | 1 | 48.69 | 51.49 | 53.28 | 55.49 | 59.48 | 17 | 9664.32 | 183 | Alternative | 75% | Medtronic Minimally Invasive | 55PLCF | TUBE TRACHEOSTOMY SIZE 5.5 L52MM OD7.9MM ID5.5MM WHITE POLYVINYLCHLORIDE DEHP FREE EXTRA LONG TAPERGUARD CUFF INTEGRATED CONNECTOR TRANSPARENT FLANGE TAPE TIE RECESS PROMOTE AIRFLOW FLEXIBLE MR CONDITIONAL PEDIATRIC LATEX FREE DISPOSABLE SHILEY | EA | 1 | 45.2317 | 49 | 60.54 | 69.1 | 73.91 | 11 | 2497.0402 | 40 | X | X |  | X | X |  | X | X | X | X | X | X |  |  | X | X | X | PVC
| Tubes Tracheostomy/Laryngectomy | ICU Medical Inc | 60SP055 | TUBE TRACHEOSTOMY SIZE 5.5 L46MM OD8MM ID5.5MM WHITE SILICONE CUFFLESS STRAIGHT FLANGE HYDROPHOBIC HYPOALLERGENIC WIRE REINFORCED REPROCESSIBLE FLEXIBLE IMPROVED FIT INTEGRATED 15MM CONNECTOR MR CONDITIONAL TRACH TIE IMPROVED WEANING CE MARKED STERILE PEDIATRIC LATEX FREE PORTEX BIVONA | Silicone | EA | 1 | 48.69 | 51.49 | 53.28 | 55.49 | 59.48 | 17 | 9664.32 | 183 | Alternative | 75% | Tracoe | 35555 | TUBE TRACHEOSTOMY SIZE 5.5 L55MM OD7.6MM ID5.5MM CUFFLESS OBTURATOR INTEGRATED 15MM CONNECTOR NECK STRAP FUNNEL SHAPED INNER DESIGN THIN WALL STERILE PEDIATRIC LATEX FREE TRACOE MINI | EA | 1 | 35.54 | 35.54 | 35.54 | 41.5 | 41.5 | 2 | 325.82 | 9 | X |  |  | X | X | X | X | X | X | X | X | X |  |  | X | X | X | Silicone
| Tubes Tracheostomy/Laryngectomy | ICU Medical Inc | 60SP055 | TUBE TRACHEOSTOMY SIZE 5.5 L46MM OD8MM ID5.5MM WHITE SILICONE CUFFLESS STRAIGHT FLANGE HYDROPHOBIC HYPOALLERGENIC WIRE REINFORCED REPROCESSIBLE FLEXIBLE IMPROVED FIT INTEGRATED 15MM CONNECTOR MR CONDITIONAL TRACH TIE IMPROVED WEANING CE MARKED STERILE PEDIATRIC LATEX FREE PORTEX BIVONA | Silicone | EA | 1 | 48.69 | 51.49 | 53.28 | 55.49 | 59.48 | 17 | 9664.32 | 183 | Alternative | 75% | Medtronic Minimally Invasive | 55PLCF | TUBE TRACHEOSTOMY SIZE 5.5 L52MM OD7.9MM ID5.5MM WHITE POLYVINYLCHLORIDE DEHP FREE EXTRA LONG TAPERGUARD CUFF INTEGRATED CONNECTOR TRANSPARENT FLANGE TAPE TIE RECESS PROMOTE AIRFLOW FLEXIBLE MR CONDITIONAL PEDIATRIC LATEX FREE DISPOSABLE SHILEY | PK |  | 69.1 | 69.1 | 69.1 | 69.1 | 69.1 | 1 | 207.3 | 3 | X | X |  | X | X |  | X | X | X | X | X | X |  |  | X | X | X | PVC
| Tubes Tracheostomy/Laryngectomy | ICU Medical Inc | 60SP055 | TUBE TRACHEOSTOMY SIZE 5.5 L46MM OD8MM ID5.5MM WHITE SILICONE CUFFLESS STRAIGHT FLANGE HYDROPHOBIC HYPOALLERGENIC WIRE REINFORCED REPROCESSIBLE FLEXIBLE IMPROVED FIT INTEGRATED 15MM CONNECTOR MR CONDITIONAL TRACH TIE IMPROVED WEANING CE MARKED STERILE PEDIATRIC LATEX FREE PORTEX BIVONA | Silicone | EA | 1 | 48.69 | 51.49 | 53.28 | 55.49 | 59.48 | 17 | 9664.32 | 183 | Alternative | 75% | Medtronic Minimally Invasive | 55PLCF | TUBE TRACHEOSTOMY SIZE 5.5 L52MM OD7.9MM ID5.5MM WHITE POLYVINYLCHLORIDE DEHP FREE EXTRA LONG TAPERGUARD CUFF INTEGRATED CONNECTOR TRANSPARENT FLANGE TAPE TIE RECESS PROMOTE AIRFLOW FLEXIBLE MR CONDITIONAL PEDIATRIC LATEX FREE DISPOSABLE SHILEY | BX |  | 71.76 | 71.76 | 71.76 | 71.76 | 71.76 | 1 | 143.52 | 2 | X | X |  | X | X |  | X | X | X | X | X | X |  |  | X | X | X | PVC
| Tubes Tracheostomy/Laryngectomy | ICU Medical Inc | 60P025 | TUBE TRACHEOSTOMY SIZE 2.5 L38MM OD4MM ID2.5MM WHITE SILICONE CUFFLESS HYDROPHOBIC HYPOALLERGENIC WIRE REINFORCED REPROCESSIBLE FLEXIBLE IMPROVED FIT INTEGRATED 15MM CONNECTOR MR CONDITIONAL TRACH TIE IMPROVED WEANING CE MARKED STERILE PEDIATRIC LATEX FREE PORTEX BIVONA | Silicone | EA | 1 | 48.91 | 51.12 | 51.49 | 57.35 | 61.27 | 26 | 9424.27 | 179 | Alternative | 97% | Medtronic Minimally Invasive | 25PEF | TUBE TRACHEOSTOMY SIZE 2.5 L39MM OD4.2MM ID2.5MM WHITE POLYVINYLCHLORIDE DEHP FREE CUFFLESS INTEGRATED CONNECTOR TRANSPARENT FLANGE TAPE TIE RECESS PROMOTE AIRFLOW FLEXIBLE MR CONDITIONAL PEDIATRIC LATEX FREE DISPOSABLE SHILEY | EA | 1 | 39.91 | 44.8 | 45.5 | 46.43 | 46.43 | 7 | 1353.07 | 30 | X | X | X | X | X | X | X | X | X | X | X | X |  | X | X | X | X | PVC
| Tubes Tracheostomy/Laryngectomy | ICU Medical Inc | 60P025 | TUBE TRACHEOSTOMY SIZE 2.5 L38MM OD4MM ID2.5MM WHITE SILICONE CUFFLESS HYDROPHOBIC HYPOALLERGENIC WIRE REINFORCED REPROCESSIBLE FLEXIBLE IMPROVED FIT INTEGRATED 15MM CONNECTOR MR CONDITIONAL TRACH TIE IMPROVED WEANING CE MARKED STERILE PEDIATRIC LATEX FREE PORTEX BIVONA | Silicone | EA | 1 | 48.91 | 51.12 | 51.49 | 57.35 | 61.27 | 26 | 9424.27 | 179 | Alternative | 87% | Medtronic Minimally Invasive | 25PCF | TUBE TRACHEOSTOMY SIZE 2.5 L39MM OD4.2MM ID2.5MM WHITE POLYVINYLCHLORIDE DEHP FREE TAPERGUARD CUFF INTEGRATED CONNECTOR TRANSPARENT FLANGE TAPE TIE RECESS PROMOTE AIRFLOW FLEXIBLE MR CONDITIONAL PEDIATRIC LATEX FREE DISPOSABLE SHILEY | EA | 1 | 45.2317 | 46.63 | 58.95 | 69.03 | 71.86 | 11 | 4681.9602 | 76 | X | X | X | X | X |  | X | X | X | X | X | X |  | X | X | X | X | PVC
| Tubes Tracheostomy/Laryngectomy | ICU Medical Inc | 60P025 | TUBE TRACHEOSTOMY SIZE 2.5 L38MM OD4MM ID2.5MM WHITE SILICONE CUFFLESS HYDROPHOBIC HYPOALLERGENIC WIRE REINFORCED REPROCESSIBLE FLEXIBLE IMPROVED FIT INTEGRATED 15MM CONNECTOR MR CONDITIONAL TRACH TIE IMPROVED WEANING CE MARKED STERILE PEDIATRIC LATEX FREE PORTEX BIVONA | Silicone | EA | 1 | 48.91 | 51.12 | 51.49 | 57.35 | 61.27 | 26 | 9424.27 | 179 | Alternative | 87% | Medtronic Minimally Invasive | 25NEF | TUBE TRACHEOSTOMY SIZE 2.5 L30MM OD4.2MM ID2.5MM WHITE POLYVINYLCHLORIDE DEHP FREE CUFFLESS INTEGRATED CONNECTOR TRANSPARENT FLANGE TAPE TIE RECESS PROMOTE AIRFLOW FLEXIBLE MR CONDITIONAL NEONATAL LATEX FREE DISPOSABLE SHILEY | EA | 1 | 31.35 | 31.85 | 45.5 | 45.95 | 50 | 7 | 1496.75 | 43 | X | X |  | X | X | X | X | X | X | X | X | X |  | X | X | X | X | PVC
| Tubes Tracheostomy/Laryngectomy | ICU Medical Inc | 60P025 | TUBE TRACHEOSTOMY SIZE 2.5 L38MM OD4MM ID2.5MM WHITE SILICONE CUFFLESS HYDROPHOBIC HYPOALLERGENIC WIRE REINFORCED REPROCESSIBLE FLEXIBLE IMPROVED FIT INTEGRATED 15MM CONNECTOR MR CONDITIONAL TRACH TIE IMPROVED WEANING CE MARKED STERILE PEDIATRIC LATEX FREE PORTEX BIVONA | Silicone | EA | 1 | 48.91 | 51.12 | 51.49 | 57.35 | 61.27 | 26 | 9424.27 | 179 | Alternative | 87% | Medtronic Minimally Invasive | 25NEF | TUBE TRACHEOSTOMY SIZE 2.5 L30MM OD4.2MM ID2.5MM WHITE POLYVINYLCHLORIDE DEHP FREE CUFFLESS INTEGRATED CONNECTOR TRANSPARENT FLANGE TAPE TIE RECESS PROMOTE AIRFLOW FLEXIBLE MR CONDITIONAL NEONATAL LATEX FREE DISPOSABLE SHILEY | BX |  | 47.0104 | 47.0104 | 47.0104 | 47.0104 | 47.0104 | 1 | 705.156 | 15 | X | X |  | X | X | X | X | X | X | X | X | X |  | X | X | X | X | PVC
| Tubes Tracheostomy/Laryngectomy | ICU Medical Inc | 60P025 | TUBE TRACHEOSTOMY SIZE 2.5 L38MM OD4MM ID2.5MM WHITE SILICONE CUFFLESS HYDROPHOBIC HYPOALLERGENIC WIRE REINFORCED REPROCESSIBLE FLEXIBLE IMPROVED FIT INTEGRATED 15MM CONNECTOR MR CONDITIONAL TRACH TIE IMPROVED WEANING CE MARKED STERILE PEDIATRIC LATEX FREE PORTEX BIVONA | Silicone | EA | 1 | 48.91 | 51.12 | 51.49 | 57.35 | 61.27 | 26 | 9424.27 | 179 | Alternative | 85% | Tracoe | 37125 | TUBE TRACHEOSTOMY SIZE 2.5 L38MM OD4.4MM ID2.5MM WHITE SILICONE DEHP FREE CUFFLESS KINK RESISTANT EXTENDED LENGTH THERMALLY STABLE NECK STRAP RING OBTURATOR MR CONDITIONAL RADIOPAQUE VERY SOFT TUBE TIP STERILE PEDIATRIC LATEX FREE TRACOE Silcosoft | EA | 1 | 91 | 91 | 91 | 91 | 91 | 1 | 546 | 6 | X |  | X | X | X | X | X | X | X | X | X | X | X |  | X | X |  | Silicone
| Tubes Tracheostomy/Laryngectomy | ICU Medical Inc | 60P025 | TUBE TRACHEOSTOMY SIZE 2.5 L38MM OD4MM ID2.5MM WHITE SILICONE CUFFLESS HYDROPHOBIC HYPOALLERGENIC WIRE REINFORCED REPROCESSIBLE FLEXIBLE IMPROVED FIT INTEGRATED 15MM CONNECTOR MR CONDITIONAL TRACH TIE IMPROVED WEANING CE MARKED STERILE PEDIATRIC LATEX FREE PORTEX BIVONA | Silicone | EA | 1 | 48.91 | 51.12 | 51.49 | 57.35 | 61.27 | 26 | 9424.27 | 179 | Alternative | 85% | Tracoe | 37025 | TUBE TRACHEOSTOMY SIZE 2.5 L38MM OD4.4MM ID2.5MM WHITE SILICONE DEHP FREE CUFFLESS KINK RESISTANT THERMALLY STABLE NECK STRAP RING OBTURATOR MR CONDITIONAL RADIOPAQUE VERY SOFT TUBE TIP STERILE PEDIATRIC LATEX FREE TRACOE Silcosoft | EA | 1 | 63 | 63 | 63 | 63 | 63 | 1 | 126 | 2 | X |  | X | X | X | X | X | X | X | X | X | X | X |  | X | X |  | Silicone
| Tubes Tracheostomy/Laryngectomy | ICU Medical Inc | 60P025 | TUBE TRACHEOSTOMY SIZE 2.5 L38MM OD4MM ID2.5MM WHITE SILICONE CUFFLESS HYDROPHOBIC HYPOALLERGENIC WIRE REINFORCED REPROCESSIBLE FLEXIBLE IMPROVED FIT INTEGRATED 15MM CONNECTOR MR CONDITIONAL TRACH TIE IMPROVED WEANING CE MARKED STERILE PEDIATRIC LATEX FREE PORTEX BIVONA | Silicone | EA | 1 | 48.91 | 51.12 | 51.49 | 57.35 | 61.27 | 26 | 9424.27 | 179 | Alternative | 78% | Medtronic Minimally Invasive | 30PEF | TUBE TRACHEOSTOMY SIZE 3.0 L39MM OD4.8MM ID3MM WHITE POLYVINYLCHLORIDE DEHP FREE CUFFLESS INTEGRATED CONNECTOR TRANSPARENT FLANGE TAPE TIE RECESS PROMOTE AIRFLOW FLEXIBLE MR CONDITIONAL PEDIATRIC LATEX FREE DISPOSABLE SHILEY | EA | 1 | 34.33 | 45.07 | 46.41 | 46.43 | 53.82 | 87 | 40945.4418 | 884 |  |  | X | X | X | X | X | X | X | X | X | X |  | X | X | X | X | PVC
| Tubes Tracheostomy/Laryngectomy | ICU Medical Inc | 60P025 | TUBE TRACHEOSTOMY SIZE 2.5 L38MM OD4MM ID2.5MM WHITE SILICONE CUFFLESS HYDROPHOBIC HYPOALLERGENIC WIRE REINFORCED REPROCESSIBLE FLEXIBLE IMPROVED FIT INTEGRATED 15MM CONNECTOR MR CONDITIONAL TRACH TIE IMPROVED WEANING CE MARKED STERILE PEDIATRIC LATEX FREE PORTEX BIVONA | Silicone | EA | 1 | 48.91 | 51.12 | 51.49 | 57.35 | 61.27 | 26 | 9424.27 | 179 | Alternative | 78% | Medtronic Minimally Invasive | 25NCF | TUBE TRACHEOSTOMY SIZE 2.5 L30MM OD4.2MM ID2.5MM WHITE POLYVINYLCHLORIDE DEHP FREE TAPERGUARD CUFF INTEGRATED CONNECTOR TRANSPARENT FLANGE TAPE TIE RECESS PROMOTE AIRFLOW FLEXIBLE MR CONDITIONAL NEONATAL LATEX FREE DISPOSABLE SHILEY | EA | 1 | 46.63 | 58.67 | 60.54 | 69.03 | 72.12 | 9 | 3639.6502 | 59 | X | X |  | X | X |  | X | X | X | X | X | X |  | X | X | X | X | PVC
| Tubes Tracheostomy/Laryngectomy | ICU Medical Inc | 60P025 | TUBE TRACHEOSTOMY SIZE 2.5 L38MM OD4MM ID2.5MM WHITE SILICONE CUFFLESS HYDROPHOBIC HYPOALLERGENIC WIRE REINFORCED REPROCESSIBLE FLEXIBLE IMPROVED FIT INTEGRATED 15MM CONNECTOR MR CONDITIONAL TRACH TIE IMPROVED WEANING CE MARKED STERILE PEDIATRIC LATEX FREE PORTEX BIVONA | Silicone | EA | 1 | 48.91 | 51.12 | 51.49 | 57.35 | 61.27 | 26 | 9424.27 | 179 | Alternative | 78% | Medtronic Minimally Invasive | 30PEF | TUBE TRACHEOSTOMY SIZE 3.0 L39MM OD4.8MM ID3MM WHITE POLYVINYLCHLORIDE DEHP FREE CUFFLESS INTEGRATED CONNECTOR TRANSPARENT FLANGE TAPE TIE RECESS PROMOTE AIRFLOW FLEXIBLE MR CONDITIONAL PEDIATRIC LATEX FREE DISPOSABLE SHILEY | BX |  | 39.91 | 39.91 | 40.8 | 45.84 | 46.43 | 4 | 706.41 | 16 |  |  | X | X | X | X | X | X | X | X | X | X |  | X | X | X | X | PVC
| Tubes Tracheostomy/Laryngectomy | ICU Medical Inc | 60P025 | TUBE TRACHEOSTOMY SIZE 2.5 L38MM OD4MM ID2.5MM WHITE SILICONE CUFFLESS HYDROPHOBIC HYPOALLERGENIC WIRE REINFORCED REPROCESSIBLE FLEXIBLE IMPROVED FIT INTEGRATED 15MM CONNECTOR MR CONDITIONAL TRACH TIE IMPROVED WEANING CE MARKED STERILE PEDIATRIC LATEX FREE PORTEX BIVONA | Silicone | EA | 1 | 48.91 | 51.12 | 51.49 | 57.35 | 61.27 | 26 | 9424.27 | 179 | Alternative | 78% | Medtronic Minimally Invasive | 30PEF | TUBE TRACHEOSTOMY SIZE 3.0 L39MM OD4.8MM ID3MM WHITE POLYVINYLCHLORIDE DEHP FREE CUFFLESS INTEGRATED CONNECTOR TRANSPARENT FLANGE TAPE TIE RECESS PROMOTE AIRFLOW FLEXIBLE MR CONDITIONAL PEDIATRIC LATEX FREE DISPOSABLE SHILEY | PK |  | 46.43 | 46.43 | 46.43 | 46.43 | 46.43 | 1 | 46.43 | 1 |  |  | X | X | X | X | X | X | X | X | X | X |  | X | X | X | X | PVC
| Tubes Tracheostomy/Laryngectomy | ICU Medical Inc | 60P025 | TUBE TRACHEOSTOMY SIZE 2.5 L38MM OD4MM ID2.5MM WHITE SILICONE CUFFLESS HYDROPHOBIC HYPOALLERGENIC WIRE REINFORCED REPROCESSIBLE FLEXIBLE IMPROVED FIT INTEGRATED 15MM CONNECTOR MR CONDITIONAL TRACH TIE IMPROVED WEANING CE MARKED STERILE PEDIATRIC LATEX FREE PORTEX BIVONA | Silicone | EA | 1 | 48.91 | 51.12 | 51.49 | 57.35 | 61.27 | 26 | 9424.27 | 179 | Alternative | 78% | Medtronic Minimally Invasive | 25NCF | TUBE TRACHEOSTOMY SIZE 2.5 L30MM OD4.2MM ID2.5MM WHITE POLYVINYLCHLORIDE DEHP FREE TAPERGUARD CUFF INTEGRATED CONNECTOR TRANSPARENT FLANGE TAPE TIE RECESS PROMOTE AIRFLOW FLEXIBLE MR CONDITIONAL NEONATAL LATEX FREE DISPOSABLE SHILEY | BX |  | 66.94 | 66.94 | 66.94 | 66.94 | 66.94 | 1 | 937.16 | 14 | X | X |  | X | X |  | X | X | X | X | X | X |  | X | X | X | X | PVC
| Tubes Tracheostomy/Laryngectomy | ICU Medical Inc | 60P025 | TUBE TRACHEOSTOMY SIZE 2.5 L38MM OD4MM ID2.5MM WHITE SILICONE CUFFLESS HYDROPHOBIC HYPOALLERGENIC WIRE REINFORCED REPROCESSIBLE FLEXIBLE IMPROVED FIT INTEGRATED 15MM CONNECTOR MR CONDITIONAL TRACH TIE IMPROVED WEANING CE MARKED STERILE PEDIATRIC LATEX FREE PORTEX BIVONA | Silicone | EA | 1 | 48.91 | 51.12 | 51.49 | 57.35 | 61.27 | 26 | 9424.27 | 179 | Alternative | 78% | Medtronic Minimally Invasive | 30PEF | TUBE TRACHEOSTOMY SIZE 3.0 L39MM OD4.8MM ID3MM WHITE POLYVINYLCHLORIDE DEHP FREE CUFFLESS INTEGRATED CONNECTOR TRANSPARENT FLANGE TAPE TIE RECESS PROMOTE AIRFLOW FLEXIBLE MR CONDITIONAL PEDIATRIC LATEX FREE DISPOSABLE SHILEY | BG |  | 230.85 | 230.85 | 230.85 | 230.85 | 230.85 | 1 | 2308.5 | 10 |  |  | X | X | X | X | X | X | X | X | X | X |  | X | X | X | X | PVC
| Tubes Tracheostomy/Laryngectomy | ICU Medical Inc | 60P025 | TUBE TRACHEOSTOMY SIZE 2.5 L38MM OD4MM ID2.5MM WHITE SILICONE CUFFLESS HYDROPHOBIC HYPOALLERGENIC WIRE REINFORCED REPROCESSIBLE FLEXIBLE IMPROVED FIT INTEGRATED 15MM CONNECTOR MR CONDITIONAL TRACH TIE IMPROVED WEANING CE MARKED STERILE PEDIATRIC LATEX FREE PORTEX BIVONA | Silicone | EA | 1 | 48.91 | 51.12 | 51.49 | 57.35 | 61.27 | 26 | 9424.27 | 179 | Alternative | 78% | Medtronic Minimally Invasive | 30PEFP | TUBE TRACHEOSTOMY SIZE 3.0 L39MM OD4.8MM ID3MM WHITE POLYVINYLCHLORIDE DEHP FREE CUFFLESS INTEGRATED CONNECTOR TRANSPARENT FLANGE TAPE TIE RECESS PROMOTE AIRFLOW FLEXIBLE MR CONDITIONAL PEDIATRIC LATEX FREE DISPOSABLE SHILEY | [12 empty] | X | X | X | X | X | X | X | X | X | X |  | X | X | X | X | PVC
| Tubes Tracheostomy/Laryngectomy | ICU Medical Inc | 60P025 | TUBE TRACHEOSTOMY SIZE 2.5 L38MM OD4MM ID2.5MM WHITE SILICONE CUFFLESS HYDROPHOBIC HYPOALLERGENIC WIRE REINFORCED REPROCESSIBLE FLEXIBLE IMPROVED FIT INTEGRATED 15MM CONNECTOR MR CONDITIONAL TRACH TIE IMPROVED WEANING CE MARKED STERILE PEDIATRIC LATEX FREE PORTEX BIVONA | Silicone | EA | 1 | 48.91 | 51.12 | 51.49 | 57.35 | 61.27 | 26 | 9424.27 | 179 | Alternative | 76% | Tracoe | 36025 | TUBE TRACHEOSTOMY SIZE 2.5 L30MM OD4.4MM ID2.5MM WHITE SILICONE DEHP FREE CUFFLESS KINK RESISTANT THERMALLY STABLE NECK STRAP RING OBTURATOR MR CONDITIONAL RADIOPAQUE VERY SOFT TUBE TIP STERILE NEONATAL LATEX FREE TRACOE Silcosoft | EA | 1 | 63 | 63 | 63 | 68 | 68 | 3 | 786 | 12 | X |  |  | X | X | X | X | X | X | X | X | X | X |  | X | X |  | Silicone
| Tubes Tracheostomy/Laryngectomy | ICU Medical Inc | 60P025 | TUBE TRACHEOSTOMY SIZE 2.5 L38MM OD4MM ID2.5MM WHITE SILICONE CUFFLESS HYDROPHOBIC HYPOALLERGENIC WIRE REINFORCED REPROCESSIBLE FLEXIBLE IMPROVED FIT INTEGRATED 15MM CONNECTOR MR CONDITIONAL TRACH TIE IMPROVED WEANING CE MARKED STERILE PEDIATRIC LATEX FREE PORTEX BIVONA | Silicone | EA | 1 | 48.91 | 51.12 | 51.49 | 57.35 | 61.27 | 26 | 9424.27 | 179 | Alternative | 76% | Tracoe | 37030 | TUBE TRACHEOSTOMY SIZE 3.0 L39MM OD4.9MM ID3MM WHITE SILICONE DEHP FREE CUFFLESS KINK RESISTANT THERMALLY STABLE NECK STRAP RING OBTURATOR MR CONDITIONAL RADIOPAQUE VERY SOFT TUBE TIP STERILE PEDIATRIC LATEX FREE TRACOE Silcosoft | EA | 1 | 63 | 63 | 63 | 63 | 63 | 2 | 1260 | 20 |  |  | X | X | X | X | X | X | X | X | X | X | X |  | X | X |  | Silicone
| Tubes Tracheostomy/Laryngectomy | ICU Medical Inc | 60P025 | TUBE TRACHEOSTOMY SIZE 2.5 L38MM OD4MM ID2.5MM WHITE SILICONE CUFFLESS HYDROPHOBIC HYPOALLERGENIC WIRE REINFORCED REPROCESSIBLE FLEXIBLE IMPROVED FIT INTEGRATED 15MM CONNECTOR MR CONDITIONAL TRACH TIE IMPROVED WEANING CE MARKED STERILE PEDIATRIC LATEX FREE PORTEX BIVONA | Silicone | EA | 1 | 48.91 | 51.12 | 51.49 | 57.35 | 61.27 | 26 | 9424.27 | 179 | Alternative | 76% | Tracoe | 36125 | TUBE TRACHEOSTOMY SIZE 2.5 L30MM OD4.4MM ID2.5MM WHITE SILICONE DEHP FREE CUFFLESS KINK RESISTANT EXTENDED LENGTH THERMALLY STABLE NECK STRAP RING OBTURATOR MR CONDITIONAL RADIOPAQUE VERY SOFT TUBE TIP STERILE NEONATAL LATEX FREE TRACOE Silcosoft | EA | 1 | 128.5 | 128.5 | 128.5 | 129 | 129 | 2 | 4500.5 | 35 | X |  |  | X | X | X | X | X | X | X | X | X | X |  | X | X |  | Silicone
| Tubes Tracheostomy/Laryngectomy | ICU Medical Inc | 60P025 | TUBE TRACHEOSTOMY SIZE 2.5 L38MM OD4MM ID2.5MM WHITE SILICONE CUFFLESS HYDROPHOBIC HYPOALLERGENIC WIRE REINFORCED REPROCESSIBLE FLEXIBLE IMPROVED FIT INTEGRATED 15MM CONNECTOR MR CONDITIONAL TRACH TIE IMPROVED WEANING CE MARKED STERILE PEDIATRIC LATEX FREE PORTEX BIVONA | Silicone | EA | 1 | 48.91 | 51.12 | 51.49 | 57.35 | 61.27 | 26 | 9424.27 | 179 | Alternative | 76% | Tracoe | 37130 | TUBE TRACHEOSTOMY SIZE 3.0 L39MM OD4.9MM ID3MM WHITE SILICONE DEHP FREE CUFFLESS KINK RESISTANT EXTENDED LENGTH THERMALLY STABLE NECK STRAP RING OBTURATOR MR CONDITIONAL RADIOPAQUE VERY SOFT TUBE TIP STERILE PEDIATRIC LATEX FREE TRACOE Silcosoft | EA | 1 | 91 | 91 | 91 | 91 | 91 | 2 | 5642 | 62 |  |  | X | X | X | X | X | X | X | X | X | X | X |  | X | X |  | Silicone
| Tubes Tracheostomy/Laryngectomy | ICU Medical Inc | 60P025 | TUBE TRACHEOSTOMY SIZE 2.5 L38MM OD4MM ID2.5MM WHITE SILICONE CUFFLESS HYDROPHOBIC HYPOALLERGENIC WIRE REINFORCED REPROCESSIBLE FLEXIBLE IMPROVED FIT INTEGRATED 15MM CONNECTOR MR CONDITIONAL TRACH TIE IMPROVED WEANING CE MARKED STERILE PEDIATRIC LATEX FREE PORTEX BIVONA | Silicone | EA | 1 | 48.91 | 51.12 | 51.49 | 57.35 | 61.27 | 26 | 9424.27 | 179 | Alternative | 76% | Tracoe | 37325 | TUBE TRACHEOSTOMY SIZE 2.5 L38MM OD4.4MM ID2.5MM WHITE SILICONE DEHP FREE KINK RESISTANT EXTENDED LENGTH THERMALLY STABLE NECK STRAP RING OBTURATOR MR CONDITIONAL RADIOPAQUE VERY SOFT TUBE TIP STERILE PEDIATRIC LATEX FREE TRACOE Silcosoft | EA | 1 | 204 | 204 | 204 | 204 | 204 | 1 | 408 | 2 | X |  | X | X | X |  | X | X | X | X | X | X | X |  | X | X |  | Silicone
| Tubes Tracheostomy/Laryngectomy | ICU Medical Inc | 60P025 | TUBE TRACHEOSTOMY SIZE 2.5 L38MM OD4MM ID2.5MM WHITE SILICONE CUFFLESS HYDROPHOBIC HYPOALLERGENIC WIRE REINFORCED REPROCESSIBLE FLEXIBLE IMPROVED FIT INTEGRATED 15MM CONNECTOR MR CONDITIONAL TRACH TIE IMPROVED WEANING CE MARKED STERILE PEDIATRIC LATEX FREE PORTEX BIVONA | Silicone | EA | 1 | 48.91 | 51.12 | 51.49 | 57.35 | 61.27 | 26 | 9424.27 | 179 | Alternative | 76% | Tracoe | 37225 | TUBE TRACHEOSTOMY SIZE 2.5 L38MM OD4.4MM ID2.5MM WHITE SILICONE DEHP FREE WATER CUFF KINK RESISTANT THERMALLY STABLE NECK STRAP RING OBTURATOR MR CONDITIONAL RADIOPAQUE VERY SOFT TUBE TIP STERILE PEDIATRIC LATEX FREE TRACOE Silcosoft | [10 empty] | X |  | X | X | X |  | X | X | X | X | X | X | X |  | X | X |  | Silicone
| Tubes Tracheostomy/Laryngectomy | ICU Medical Inc | 60P025 | TUBE TRACHEOSTOMY SIZE 2.5 L38MM OD4MM ID2.5MM WHITE SILICONE CUFFLESS HYDROPHOBIC HYPOALLERGENIC WIRE REINFORCED REPROCESSIBLE FLEXIBLE IMPROVED FIT INTEGRATED 15MM CONNECTOR MR CONDITIONAL TRACH TIE IMPROVED WEANING CE MARKED STERILE PEDIATRIC LATEX FREE PORTEX BIVONA | Silicone | EA | 1 | 48.91 | 51.12 | 51.49 | 57.35 | 61.27 | 26 | 9424.27 | 179 | Alternative | 75% | Tracoe | 35525 | TUBE TRACHEOSTOMY SIZE 2.5 L32MM OD3.6MM ID2.5MM CUFFLESS OBTURATOR INTEGRATED 15MM CONNECTOR NECK STRAP FUNNEL SHAPED INNER DESIGN THIN WALL STERILE PEDIATRIC LATEX FREE TRACOE MINI | EA | 1 | 35.54 | 35.54 | 35.54 | 36 | 36 | 2 | 215.08 | 6 | X |  |  | X | X | X | X | X | X | X | X | X |  |  | X | X | X | Silicone
| Tubes Tracheostomy/Laryngectomy | ICU Medical Inc | 60P025 | TUBE TRACHEOSTOMY SIZE 2.5 L38MM OD4MM ID2.5MM WHITE SILICONE CUFFLESS HYDROPHOBIC HYPOALLERGENIC WIRE REINFORCED REPROCESSIBLE FLEXIBLE IMPROVED FIT INTEGRATED 15MM CONNECTOR MR CONDITIONAL TRACH TIE IMPROVED WEANING CE MARKED STERILE PEDIATRIC LATEX FREE PORTEX BIVONA | Silicone | EA | 1 | 48.91 | 51.12 | 51.49 | 57.35 | 61.27 | 26 | 9424.27 | 179 | Alternative | 75% | Tracoe | 35025 | TUBE TRACHEOSTOMY SIZE 2.5 L30MM OD3.6MM ID2.5MM CUFFLESS OBTURATOR INTEGRATED 15MM CONNECTOR NECK STRAP FUNNEL SHAPED INNER DESIGN THIN WALL STERILE NEONATAL LATEX FREE TRACOE MINI | EA | 1 | 36 | 36 | 36 | 36 | 36 | 1 | 36 | 1 | X |  |  | X | X | X | X | X | X | X | X | X |  |  | X | X | X | Silicone
| Tubes Tracheostomy/Laryngectomy | ICU Medical Inc | 60P030 | TUBE TRACHEOSTOMY SIZE 3.0 L39MM OD4.7MM ID3MM WHITE SILICONE CUFFLESS HYDROPHOBIC HYPOALLERGENIC WIRE REINFORCED REPROCESSIBLE FLEXIBLE IMPROVED FIT INTEGRATED 15MM CONNECTOR MR CONDITIONAL TRACH TIE IMPROVED WEANING CE MARKED STERILE PEDIATRIC LATEX FREE PORTEX BIVONA | Silicone | EA | 1 | 48.69 | 51.49 | 53.87 | 55.49 | 72.27 | 45 | 38226.31 | 730 | Alternative | 97% | Medtronic Minimally Invasive | 30PEF | TUBE TRACHEOSTOMY SIZE 3.0 L39MM OD4.8MM ID3MM WHITE POLYVINYLCHLORIDE DEHP FREE CUFFLESS INTEGRATED CONNECTOR TRANSPARENT FLANGE TAPE TIE RECESS PROMOTE AIRFLOW FLEXIBLE MR CONDITIONAL PEDIATRIC LATEX FREE DISPOSABLE SHILEY | EA | 1 | 34.33 | 45.07 | 46.41 | 46.43 | 53.82 | 87 | 40945.4418 | 884 | X | X | X | X | X | X | X | X | X | X | X | X |  | X | X | X | X | PVC
| Tubes Tracheostomy/Laryngectomy | ICU Medical Inc | 60P030 | TUBE TRACHEOSTOMY SIZE 3.0 L39MM OD4.7MM ID3MM WHITE SILICONE CUFFLESS HYDROPHOBIC HYPOALLERGENIC WIRE REINFORCED REPROCESSIBLE FLEXIBLE IMPROVED FIT INTEGRATED 15MM CONNECTOR MR CONDITIONAL TRACH TIE IMPROVED WEANING CE MARKED STERILE PEDIATRIC LATEX FREE PORTEX BIVONA | Silicone | EA | 1 | 48.69 | 51.49 | 53.87 | 55.49 | 72.27 | 45 | 38226.31 | 730 | Alternative | 97% | Medtronic Minimally Invasive | 30PEF | TUBE TRACHEOSTOMY SIZE 3.0 L39MM OD4.8MM ID3MM WHITE POLYVINYLCHLORIDE DEHP FREE CUFFLESS INTEGRATED CONNECTOR TRANSPARENT FLANGE TAPE TIE RECESS PROMOTE AIRFLOW FLEXIBLE MR CONDITIONAL PEDIATRIC LATEX FREE DISPOSABLE SHILEY | BX |  | 39.91 | 39.91 | 40.8 | 45.84 | 46.43 | 4 | 706.41 | 16 | X | X | X | X | X | X | X | X | X | X | X | X |  | X | X | X | X | PVC
| Tubes Tracheostomy/Laryngectomy | ICU Medical Inc | 60P030 | TUBE TRACHEOSTOMY SIZE 3.0 L39MM OD4.7MM ID3MM WHITE SILICONE CUFFLESS HYDROPHOBIC HYPOALLERGENIC WIRE REINFORCED REPROCESSIBLE FLEXIBLE IMPROVED FIT INTEGRATED 15MM CONNECTOR MR CONDITIONAL TRACH TIE IMPROVED WEANING CE MARKED STERILE PEDIATRIC LATEX FREE PORTEX BIVONA | Silicone | EA | 1 | 48.69 | 51.49 | 53.87 | 55.49 | 72.27 | 45 | 38226.31 | 730 | Alternative | 97% | Medtronic Minimally Invasive | 30PEF | TUBE TRACHEOSTOMY SIZE 3.0 L39MM OD4.8MM ID3MM WHITE POLYVINYLCHLORIDE DEHP FREE CUFFLESS INTEGRATED CONNECTOR TRANSPARENT FLANGE TAPE TIE RECESS PROMOTE AIRFLOW FLEXIBLE MR CONDITIONAL PEDIATRIC LATEX FREE DISPOSABLE SHILEY | PK |  | 46.43 | 46.43 | 46.43 | 46.43 | 46.43 | 1 | 46.43 | 1 | X | X | X | X | X | X | X | X | X | X | X | X |  | X | X | X | X | PVC
| Tubes Tracheostomy/Laryngectomy | ICU Medical Inc | 60P030 | TUBE TRACHEOSTOMY SIZE 3.0 L39MM OD4.7MM ID3MM WHITE SILICONE CUFFLESS HYDROPHOBIC HYPOALLERGENIC WIRE REINFORCED REPROCESSIBLE FLEXIBLE IMPROVED FIT INTEGRATED 15MM CONNECTOR MR CONDITIONAL TRACH TIE IMPROVED WEANING CE MARKED STERILE PEDIATRIC LATEX FREE PORTEX BIVONA | Silicone | EA | 1 | 48.69 | 51.49 | 53.87 | 55.49 | 72.27 | 45 | 38226.31 | 730 | Alternative | 97% | Medtronic Minimally Invasive | 30PEF | TUBE TRACHEOSTOMY SIZE 3.0 L39MM OD4.8MM ID3MM WHITE POLYVINYLCHLORIDE DEHP FREE CUFFLESS INTEGRATED CONNECTOR TRANSPARENT FLANGE TAPE TIE RECESS PROMOTE AIRFLOW FLEXIBLE MR CONDITIONAL PEDIATRIC LATEX FREE DISPOSABLE SHILEY | BG |  | 230.85 | 230.85 | 230.85 | 230.85 | 230.85 | 1 | 2308.5 | 10 | X | X | X | X | X | X | X | X | X | X | X | X |  | X | X | X | X | PVC
| Tubes Tracheostomy/Laryngectomy | ICU Medical Inc | 60P030 | TUBE TRACHEOSTOMY SIZE 3.0 L39MM OD4.7MM ID3MM WHITE SILICONE CUFFLESS HYDROPHOBIC HYPOALLERGENIC WIRE REINFORCED REPROCESSIBLE FLEXIBLE IMPROVED FIT INTEGRATED 15MM CONNECTOR MR CONDITIONAL TRACH TIE IMPROVED WEANING CE MARKED STERILE PEDIATRIC LATEX FREE PORTEX BIVONA | Silicone | EA | 1 | 48.69 | 51.49 | 53.87 | 55.49 | 72.27 | 45 | 38226.31 | 730 | Alternative | 97% | Medtronic Minimally Invasive | 30PEFP | TUBE TRACHEOSTOMY SIZE 3.0 L39MM OD4.8MM ID3MM WHITE POLYVINYLCHLORIDE DEHP FREE CUFFLESS INTEGRATED CONNECTOR TRANSPARENT FLANGE TAPE TIE RECESS PROMOTE AIRFLOW FLEXIBLE MR CONDITIONAL PEDIATRIC LATEX FREE DISPOSABLE SHILEY | [10 empty] | X | X | X | X | X | X | X | X | X | X | X | X |  | X | X | X | X | PVC
| Tubes Tracheostomy/Laryngectomy | ICU Medical Inc | 60P030 | TUBE TRACHEOSTOMY SIZE 3.0 L39MM OD4.7MM ID3MM WHITE SILICONE CUFFLESS HYDROPHOBIC HYPOALLERGENIC WIRE REINFORCED REPROCESSIBLE FLEXIBLE IMPROVED FIT INTEGRATED 15MM CONNECTOR MR CONDITIONAL TRACH TIE IMPROVED WEANING CE MARKED STERILE PEDIATRIC LATEX FREE PORTEX BIVONA | Silicone | EA | 1 | 48.69 | 51.49 | 53.87 | 55.49 | 72.27 | 45 | 38226.31 | 730 | Alternative | 95% | Tracoe | 37030 | TUBE TRACHEOSTOMY SIZE 3.0 L39MM OD4.9MM ID3MM WHITE SILICONE DEHP FREE CUFFLESS KINK RESISTANT THERMALLY STABLE NECK STRAP RING OBTURATOR MR CONDITIONAL RADIOPAQUE VERY SOFT TUBE TIP STERILE PEDIATRIC LATEX FREE TRACOE Silcosoft | EA | 1 | 63 | 63 | 63 | 63 | 63 | 2 | 1260 | 20 | X | X | X | X | X | X | X | X | X | X | X | X | X |  | X | X |  | Silicone
| Tubes Tracheostomy/Laryngectomy | ICU Medical Inc | 60P030 | TUBE TRACHEOSTOMY SIZE 3.0 L39MM OD4.7MM ID3MM WHITE SILICONE CUFFLESS HYDROPHOBIC HYPOALLERGENIC WIRE REINFORCED REPROCESSIBLE FLEXIBLE IMPROVED FIT INTEGRATED 15MM CONNECTOR MR CONDITIONAL TRACH TIE IMPROVED WEANING CE MARKED STERILE PEDIATRIC LATEX FREE PORTEX BIVONA | Silicone | EA | 1 | 48.69 | 51.49 | 53.87 | 55.49 | 72.27 | 45 | 38226.31 | 730 | Alternative | 95% | Tracoe | 37130 | TUBE TRACHEOSTOMY SIZE 3.0 L39MM OD4.9MM ID3MM WHITE SILICONE DEHP FREE CUFFLESS KINK RESISTANT EXTENDED LENGTH THERMALLY STABLE NECK STRAP RING OBTURATOR MR CONDITIONAL RADIOPAQUE VERY SOFT TUBE TIP STERILE PEDIATRIC LATEX FREE TRACOE Silcosoft | EA | 1 | 91 | 91 | 91 | 91 | 91 | 2 | 5642 | 62 | X | X | X | X | X | X | X | X | X | X | X | X | X |  | X | X |  | Silicone
| Tubes Tracheostomy/Laryngectomy | ICU Medical Inc | 60P030 | TUBE TRACHEOSTOMY SIZE 3.0 L39MM OD4.7MM ID3MM WHITE SILICONE CUFFLESS HYDROPHOBIC HYPOALLERGENIC WIRE REINFORCED REPROCESSIBLE FLEXIBLE IMPROVED FIT INTEGRATED 15MM CONNECTOR MR CONDITIONAL TRACH TIE IMPROVED WEANING CE MARKED STERILE PEDIATRIC LATEX FREE PORTEX BIVONA | Silicone | EA | 1 | 48.69 | 51.49 | 53.87 | 55.49 | 72.27 | 45 | 38226.31 | 730 | Alternative | 87% | Medtronic Minimally Invasive | 30NEF | TUBE TRACHEOSTOMY SIZE 3.0 L30MM OD4.8MM ID3MM WHITE POLYVINYLCHLORIDE DEHP FREE CUFFLESS INTEGRATED CONNECTOR TRANSPARENT FLANGE TAPE TIE RECESS PROMOTE AIRFLOW FLEXIBLE MR CONDITIONAL NEONATAL LATEX FREE DISPOSABLE SHILEY | EA | 1 | 39.91 | 45.5 | 46.17 | 46.78 | 55.02 | 65 | 31106.13 | 673 | X | X |  | X | X | X | X | X | X | X | X | X |  | X | X | X | X | PVC
| Tubes Tracheostomy/Laryngectomy | ICU Medical Inc | 60P030 | TUBE TRACHEOSTOMY SIZE 3.0 L39MM OD4.7MM ID3MM WHITE SILICONE CUFFLESS HYDROPHOBIC HYPOALLERGENIC WIRE REINFORCED REPROCESSIBLE FLEXIBLE IMPROVED FIT INTEGRATED 15MM CONNECTOR MR CONDITIONAL TRACH TIE IMPROVED WEANING CE MARKED STERILE PEDIATRIC LATEX FREE PORTEX BIVONA | Silicone | EA | 1 | 48.69 | 51.49 | 53.87 | 55.49 | 72.27 | 45 | 38226.31 | 730 | Alternative | 87% | Medtronic Minimally Invasive | 30PCF | TUBE TRACHEOSTOMY SIZE 3.0 L39MM OD4.8MM ID3MM WHITE POLYVINYLCHLORIDE DEHP FREE TAPERGUARD CUFF INTEGRATED CONNECTOR TRANSPARENT FLANGE TAPE TIE RECESS PROMOTE AIRFLOW FLEXIBLE MR CONDITIONAL PEDIATRIC LATEX FREE DISPOSABLE SHILEY | EA | 1 | 46.63 | 60.87 | 64.99 | 66.95 | 73.84 | 24 | 14296.37 | 223 | X | X | X | X | X |  | X | X | X | X | X | X |  | X | X | X | X | PVC
| Tubes Tracheostomy/Laryngectomy | ICU Medical Inc | 60P030 | TUBE TRACHEOSTOMY SIZE 3.0 L39MM OD4.7MM ID3MM WHITE SILICONE CUFFLESS HYDROPHOBIC HYPOALLERGENIC WIRE REINFORCED REPROCESSIBLE FLEXIBLE IMPROVED FIT INTEGRATED 15MM CONNECTOR MR CONDITIONAL TRACH TIE IMPROVED WEANING CE MARKED STERILE PEDIATRIC LATEX FREE PORTEX BIVONA | Silicone | EA | 1 | 48.69 | 51.49 | 53.87 | 55.49 | 72.27 | 45 | 38226.31 | 730 | Alternative | 87% | Medtronic Minimally Invasive | 30NEF | TUBE TRACHEOSTOMY SIZE 3.0 L30MM OD4.8MM ID3MM WHITE POLYVINYLCHLORIDE DEHP FREE CUFFLESS INTEGRATED CONNECTOR TRANSPARENT FLANGE TAPE TIE RECESS PROMOTE AIRFLOW FLEXIBLE MR CONDITIONAL NEONATAL LATEX FREE DISPOSABLE SHILEY | BX |  | 45.5 | 45.5 | 45.84 | 46.43 | 53.09 | 5 | 696.35 | 15 | X | X |  | X | X | X | X | X | X | X | X | X |  | X | X | X | X | PVC
| Tubes Tracheostomy/Laryngectomy | ICU Medical Inc | 60P030 | TUBE TRACHEOSTOMY SIZE 3.0 L39MM OD4.7MM ID3MM WHITE SILICONE CUFFLESS HYDROPHOBIC HYPOALLERGENIC WIRE REINFORCED REPROCESSIBLE FLEXIBLE IMPROVED FIT INTEGRATED 15MM CONNECTOR MR CONDITIONAL TRACH TIE IMPROVED WEANING CE MARKED STERILE PEDIATRIC LATEX FREE PORTEX BIVONA | Silicone | EA | 1 | 48.69 | 51.49 | 53.87 | 55.49 | 72.27 | 45 | 38226.31 | 730 | Alternative | 87% | Medtronic Minimally Invasive | 30NEFP | TUBE TRACHEOSTOMY SIZE 3.0 L30MM OD4.8MM ID3MM WHITE POLYVINYLCHLORIDE DEHP FREE CUFFLESS INTEGRATED CONNECTOR TRANSPARENT FLANGE TAPE TIE RECESS PROMOTE AIRFLOW FLEXIBLE MR CONDITIONAL NEONATAL LATEX FREE DISPOSABLE SHILEY | [10 empty] | X | X |  | X | X | X | X | X | X | X | X | X |  | X | X | X | X | PVC
| Tubes Tracheostomy/Laryngectomy | ICU Medical Inc | 60P030 | TUBE TRACHEOSTOMY SIZE 3.0 L39MM OD4.7MM ID3MM WHITE SILICONE CUFFLESS HYDROPHOBIC HYPOALLERGENIC WIRE REINFORCED REPROCESSIBLE FLEXIBLE IMPROVED FIT INTEGRATED 15MM CONNECTOR MR CONDITIONAL TRACH TIE IMPROVED WEANING CE MARKED STERILE PEDIATRIC LATEX FREE PORTEX BIVONA | Silicone | EA | 1 | 48.69 | 51.49 | 53.87 | 55.49 | 72.27 | 45 | 38226.31 | 730 | Alternative | 85% | Tracoe | 36130 | TUBE TRACHEOSTOMY SIZE 3.0 L32MM OD4.9MM ID3MM WHITE SILICONE DEHP FREE CUFFLESS KINK RESISTANT EXTENDED LENGTH THERMALLY STABLE NECK STRAP RING OBTURATOR MR CONDITIONAL RADIOPAQUE VERY SOFT TUBE TIP STERILE NEONATAL LATEX FREE TRACOE Silcosoft | EA | 1 | 128.5 | 128.5 | 129 | 133 | 133 | 3 | 6701 | 52 | X | X |  | X | X | X | X | X | X | X | X | X | X |  | X | X |  | Silicone
| Tubes Tracheostomy/Laryngectomy | ICU Medical Inc | 60P030 | TUBE TRACHEOSTOMY SIZE 3.0 L39MM OD4.7MM ID3MM WHITE SILICONE CUFFLESS HYDROPHOBIC HYPOALLERGENIC WIRE REINFORCED REPROCESSIBLE FLEXIBLE IMPROVED FIT INTEGRATED 15MM CONNECTOR MR CONDITIONAL TRACH TIE IMPROVED WEANING CE MARKED STERILE PEDIATRIC LATEX FREE PORTEX BIVONA | Silicone | EA | 1 | 48.69 | 51.49 | 53.87 | 55.49 | 72.27 | 45 | 38226.31 | 730 | Alternative | 85% | Tracoe | 37330 | TUBE TRACHEOSTOMY SIZE 3.0 L39MM OD4.9MM ID3MM WHITE SILICONE DEHP FREE KINK RESISTANT EXTENDED LENGTH THERMALLY STABLE NECK STRAP RING OBTURATOR MR CONDITIONAL RADIOPAQUE VERY SOFT TUBE TIP STERILE PEDIATRIC LATEX FREE TRACOE Silcosoft | EA | 1 | 204 | 204 | 206 | 212 | 212 | 3 | 10448 | 51 | X | X | X | X | X |  | X | X | X | X | X | X | X |  | X | X |  | Silicone
| Tubes Tracheostomy/Laryngectomy | ICU Medical Inc | 60P030 | TUBE TRACHEOSTOMY SIZE 3.0 L39MM OD4.7MM ID3MM WHITE SILICONE CUFFLESS HYDROPHOBIC HYPOALLERGENIC WIRE REINFORCED REPROCESSIBLE FLEXIBLE IMPROVED FIT INTEGRATED 15MM CONNECTOR MR CONDITIONAL TRACH TIE IMPROVED WEANING CE MARKED STERILE PEDIATRIC LATEX FREE PORTEX BIVONA | Silicone | EA | 1 | 48.69 | 51.49 | 53.87 | 55.49 | 72.27 | 45 | 38226.31 | 730 | Alternative | 85% | Tracoe | 36030 | TUBE TRACHEOSTOMY SIZE 3.0 L32MM OD4.9MM ID3MM WHITE SILICONE DEHP FREE CUFFLESS KINK RESISTANT THERMALLY STABLE NECK STRAP RING OBTURATOR MR CONDITIONAL RADIOPAQUE VERY SOFT TUBE TIP STERILE NEONATAL LATEX FREE TRACOE Silcosoft | EA | 1 | 63 | 63 | 63 | 63 | 63 | 1 | 1575 | 25 | X | X |  | X | X | X | X | X | X | X | X | X | X |  | X | X |  | Silicone
| Tubes Tracheostomy/Laryngectomy | ICU Medical Inc | 60P030 | TUBE TRACHEOSTOMY SIZE 3.0 L39MM OD4.7MM ID3MM WHITE SILICONE CUFFLESS HYDROPHOBIC HYPOALLERGENIC WIRE REINFORCED REPROCESSIBLE FLEXIBLE IMPROVED FIT INTEGRATED 15MM CONNECTOR MR CONDITIONAL TRACH TIE IMPROVED WEANING CE MARKED STERILE PEDIATRIC LATEX FREE PORTEX BIVONA | Silicone | EA | 1 | 48.69 | 51.49 | 53.87 | 55.49 | 72.27 | 45 | 38226.31 | 730 | Alternative | 85% | Tracoe | 37230 | TUBE TRACHEOSTOMY SIZE 3.0 L39MM OD4.9MM ID3MM WHITE SILICONE DEHP FREE WATER CUFF KINK RESISTANT THERMALLY STABLE NECK STRAP RING OBTURATOR MR CONDITIONAL RADIOPAQUE VERY SOFT TUBE TIP STERILE PEDIATRIC LATEX FREE TRACOE Silcosoft | EA | 1 | 194 | 194 | 194 | 194 | 194 | 1 | 970 | 5 | X | X | X | X | X |  | X | X | X | X | X | X | X |  | X | X |  | Silicone
| Tubes Tracheostomy/Laryngectomy | ICU Medical Inc | 60P030 | TUBE TRACHEOSTOMY SIZE 3.0 L39MM OD4.7MM ID3MM WHITE SILICONE CUFFLESS HYDROPHOBIC HYPOALLERGENIC WIRE REINFORCED REPROCESSIBLE FLEXIBLE IMPROVED FIT INTEGRATED 15MM CONNECTOR MR CONDITIONAL TRACH TIE IMPROVED WEANING CE MARKED STERILE PEDIATRIC LATEX FREE PORTEX BIVONA | Silicone | EA | 1 | 48.69 | 51.49 | 53.87 | 55.49 | 72.27 | 45 | 38226.31 | 730 | Alternative | 78% | Medtronic Minimally Invasive | 35PEF | TUBE TRACHEOSTOMY SIZE 3.5 L40MM OD5.4MM ID3.5MM WHITE POLYVINYLCHLORIDE DEHP FREE CUFFLESS INTEGRATED CONNECTOR TRANSPARENT FLANGE TAPE TIE RECESS PROMOTE AIRFLOW FLEXIBLE MR CONDITIONAL PEDIATRIC LATEX FREE DISPOSABLE SHILEY | EA | 1 | 39.91 | 45.5 | 45.96 | 46.43 | 55.2 | 101 | 60357.95 | 1307 |  |  | X | X | X | X | X | X | X | X | X | X |  | X | X | X | X | PVC
| Tubes Tracheostomy/Laryngectomy | ICU Medical Inc | 60P030 | TUBE TRACHEOSTOMY SIZE 3.0 L39MM OD4.7MM ID3MM WHITE SILICONE CUFFLESS HYDROPHOBIC HYPOALLERGENIC WIRE REINFORCED REPROCESSIBLE FLEXIBLE IMPROVED FIT INTEGRATED 15MM CONNECTOR MR CONDITIONAL TRACH TIE IMPROVED WEANING CE MARKED STERILE PEDIATRIC LATEX FREE PORTEX BIVONA | Silicone | EA | 1 | 48.69 | 51.49 | 53.87 | 55.49 | 72.27 | 45 | 38226.31 | 730 | Alternative | 78% | Medtronic Minimally Invasive | 30NCF | TUBE TRACHEOSTOMY SIZE 3.0 L30MM OD4.8MM ID3MM WHITE POLYVINYLCHLORIDE DEHP FREE TAPERGUARD CUFF INTEGRATED CONNECTOR TRANSPARENT FLANGE TAPE TIE RECESS PROMOTE AIRFLOW FLEXIBLE MR CONDITIONAL NEONATAL LATEX FREE DISPOSABLE SHILEY | EA | 1 | 45.8967 | 58.67 | 60.54 | 65 | 70.32 | 20 | 11741.6701 | 183 | X | X |  | X | X |  | X | X | X | X | X | X |  | X | X | X | X | PVC
| Tubes Tracheostomy/Laryngectomy | ICU Medical Inc | 60P030 | TUBE TRACHEOSTOMY SIZE 3.0 L39MM OD4.7MM ID3MM WHITE SILICONE CUFFLESS HYDROPHOBIC HYPOALLERGENIC WIRE REINFORCED REPROCESSIBLE FLEXIBLE IMPROVED FIT INTEGRATED 15MM CONNECTOR MR CONDITIONAL TRACH TIE IMPROVED WEANING CE MARKED STERILE PEDIATRIC LATEX FREE PORTEX BIVONA | Silicone | EA | 1 | 48.69 | 51.49 | 53.87 | 55.49 | 72.27 | 45 | 38226.31 | 730 | Alternative | 78% | Medtronic Minimally Invasive | 35PEF | TUBE TRACHEOSTOMY SIZE 3.5 L40MM OD5.4MM ID3.5MM WHITE POLYVINYLCHLORIDE DEHP FREE CUFFLESS INTEGRATED CONNECTOR TRANSPARENT FLANGE TAPE TIE RECESS PROMOTE AIRFLOW FLEXIBLE MR CONDITIONAL PEDIATRIC LATEX FREE DISPOSABLE SHILEY | BX |  | 29.07 | 29.07 | 45.04 | 45.04 | 46.64 | 8 | 1884.2 | 50 |  |  | X | X | X | X | X | X | X | X | X | X |  | X | X | X | X | PVC
| Tubes Tracheostomy/Laryngectomy | ICU Medical Inc | 60P030 | TUBE TRACHEOSTOMY SIZE 3.0 L39MM OD4.7MM ID3MM WHITE SILICONE CUFFLESS HYDROPHOBIC HYPOALLERGENIC WIRE REINFORCED REPROCESSIBLE FLEXIBLE IMPROVED FIT INTEGRATED 15MM CONNECTOR MR CONDITIONAL TRACH TIE IMPROVED WEANING CE MARKED STERILE PEDIATRIC LATEX FREE PORTEX BIVONA | Silicone | EA | 1 | 48.69 | 51.49 | 53.87 | 55.49 | 72.27 | 45 | 38226.31 | 730 | Alternative | 78% | Medtronic Minimally Invasive | 25PEF | TUBE TRACHEOSTOMY SIZE 2.5 L39MM OD4.2MM ID2.5MM WHITE POLYVINYLCHLORIDE DEHP FREE CUFFLESS INTEGRATED CONNECTOR TRANSPARENT FLANGE TAPE TIE RECESS PROMOTE AIRFLOW FLEXIBLE MR CONDITIONAL PEDIATRIC LATEX FREE DISPOSABLE SHILEY | EA | 1 | 39.91 | 44.8 | 45.5 | 46.43 | 46.43 | 7 | 1353.07 | 30 |  |  | X | X | X | X | X | X | X | X | X | X |  | X | X | X | X | PVC
| Tubes Tracheostomy/Laryngectomy | ICU Medical Inc | 60P030 | TUBE TRACHEOSTOMY SIZE 3.0 L39MM OD4.7MM ID3MM WHITE SILICONE CUFFLESS HYDROPHOBIC HYPOALLERGENIC WIRE REINFORCED REPROCESSIBLE FLEXIBLE IMPROVED FIT INTEGRATED 15MM CONNECTOR MR CONDITIONAL TRACH TIE IMPROVED WEANING CE MARKED STERILE PEDIATRIC LATEX FREE PORTEX BIVONA | Silicone | EA | 1 | 48.69 | 51.49 | 53.87 | 55.49 | 72.27 | 45 | 38226.31 | 730 | Alternative | 78% | Medtronic Minimally Invasive | 35PEF | TUBE TRACHEOSTOMY SIZE 3.5 L40MM OD5.4MM ID3.5MM WHITE POLYVINYLCHLORIDE DEHP FREE CUFFLESS INTEGRATED CONNECTOR TRANSPARENT FLANGE TAPE TIE RECESS PROMOTE AIRFLOW FLEXIBLE MR CONDITIONAL PEDIATRIC LATEX FREE DISPOSABLE SHILEY | CS |  | 31.85 | 31.85 | 31.85 | 31.85 | 31.85 | 1 | 445.9 | 14 |  |  | X | X | X | X | X | X | X | X | X | X |  | X | X | X | X | PVC
| Tubes Tracheostomy/Laryngectomy | ICU Medical Inc | 60P030 | TUBE TRACHEOSTOMY SIZE 3.0 L39MM OD4.7MM ID3MM WHITE SILICONE CUFFLESS HYDROPHOBIC HYPOALLERGENIC WIRE REINFORCED REPROCESSIBLE FLEXIBLE IMPROVED FIT INTEGRATED 15MM CONNECTOR MR CONDITIONAL TRACH TIE IMPROVED WEANING CE MARKED STERILE PEDIATRIC LATEX FREE PORTEX BIVONA | Silicone | EA | 1 | 48.69 | 51.49 | 53.87 | 55.49 | 72.27 | 45 | 38226.31 | 730 | Alternative | 78% | Medtronic Minimally Invasive | 35PEFP | TUBE TRACHEOSTOMY SIZE 3.5 L40MM OD5.4MM ID3.5MM WHITE POLYVINYLCHLORIDE DEHP FREE CUFFLESS INTEGRATED CONNECTOR TRANSPARENT FLANGE TAPE TIE RECESS PROMOTE AIRFLOW FLEXIBLE MR CONDITIONAL PEDIATRIC LATEX FREE DISPOSABLE SHILEY | [12 empty] | X | X | X | X | X | X | X | X | X | X |  | X | X | X | X | PVC
| Tubes Tracheostomy/Laryngectomy | ICU Medical Inc | 60P030 | TUBE TRACHEOSTOMY SIZE 3.0 L39MM OD4.7MM ID3MM WHITE SILICONE CUFFLESS HYDROPHOBIC HYPOALLERGENIC WIRE REINFORCED REPROCESSIBLE FLEXIBLE IMPROVED FIT INTEGRATED 15MM CONNECTOR MR CONDITIONAL TRACH TIE IMPROVED WEANING CE MARKED STERILE PEDIATRIC LATEX FREE PORTEX BIVONA | Silicone | EA | 1 | 48.69 | 51.49 | 53.87 | 55.49 | 72.27 | 45 | 38226.31 | 730 | Alternative | 76% | Tracoe | 36330 | TUBE TRACHEOSTOMY SIZE 3.0 L32MM OD4.9MM ID3MM WHITE SILICONE DEHP FREE KINK RESISTANT EXTENDED LENGTH THERMALLY STABLE NECK STRAP RING OBTURATOR MR CONDITIONAL RADIOPAQUE VERY SOFT TUBE TIP STERILE NEONATAL LATEX FREE TRACOE Silcosoft | EA | 1 | 204 | 204 | 206 | 206 | 206 | 3 | 23840 | 116 | X | X |  | X | X |  | X | X | X | X | X | X | X |  | X | X |  | Silicone
| Tubes Tracheostomy/Laryngectomy | ICU Medical Inc | 60P030 | TUBE TRACHEOSTOMY SIZE 3.0 L39MM OD4.7MM ID3MM WHITE SILICONE CUFFLESS HYDROPHOBIC HYPOALLERGENIC WIRE REINFORCED REPROCESSIBLE FLEXIBLE IMPROVED FIT INTEGRATED 15MM CONNECTOR MR CONDITIONAL TRACH TIE IMPROVED WEANING CE MARKED STERILE PEDIATRIC LATEX FREE PORTEX BIVONA | Silicone | EA | 1 | 48.69 | 51.49 | 53.87 | 55.49 | 72.27 | 45 | 38226.31 | 730 | Alternative | 76% | Tracoe | 37035 | TUBE TRACHEOSTOMY SIZE 3.5 L40MM OD5.4MM ID3.5MM WHITE SILICONE DEHP FREE CUFFLESS KINK RESISTANT THERMALLY STABLE NECK STRAP RING OBTURATOR MR CONDITIONAL RADIOPAQUE VERY SOFT TUBE TIP STERILE PEDIATRIC LATEX FREE TRACOE Silcosoft | EA | 1 | 63 | 63 | 63 | 68 | 68 | 3 | 3185 | 50 |  |  | X | X | X | X | X | X | X | X | X | X | X |  | X | X |  | Silicone
| Tubes Tracheostomy/Laryngectomy | ICU Medical Inc | 60P030 | TUBE TRACHEOSTOMY SIZE 3.0 L39MM OD4.7MM ID3MM WHITE SILICONE CUFFLESS HYDROPHOBIC HYPOALLERGENIC WIRE REINFORCED REPROCESSIBLE FLEXIBLE IMPROVED FIT INTEGRATED 15MM CONNECTOR MR CONDITIONAL TRACH TIE IMPROVED WEANING CE MARKED STERILE PEDIATRIC LATEX FREE PORTEX BIVONA | Silicone | EA | 1 | 48.69 | 51.49 | 53.87 | 55.49 | 72.27 | 45 | 38226.31 | 730 | Alternative | 76% | Tracoe | 37135 | TUBE TRACHEOSTOMY SIZE 3.5 L40MM OD5.4MM ID3.5MM WHITE SILICONE DEHP FREE CUFFLESS KINK RESISTANT EXTENDED LENGTH THERMALLY STABLE NECK STRAP RING OBTURATOR MR CONDITIONAL RADIOPAQUE VERY SOFT TUBE TIP STERILE PEDIATRIC LATEX FREE TRACOE Silcosoft | EA | 1 | 91 | 91 | 91 | 91 | 91 | 2 | 12285 | 135 |  |  | X | X | X | X | X | X | X | X | X | X | X |  | X | X |  | Silicone
| Tubes Tracheostomy/Laryngectomy | ICU Medical Inc | 60P030 | TUBE TRACHEOSTOMY SIZE 3.0 L39MM OD4.7MM ID3MM WHITE SILICONE CUFFLESS HYDROPHOBIC HYPOALLERGENIC WIRE REINFORCED REPROCESSIBLE FLEXIBLE IMPROVED FIT INTEGRATED 15MM CONNECTOR MR CONDITIONAL TRACH TIE IMPROVED WEANING CE MARKED STERILE PEDIATRIC LATEX FREE PORTEX BIVONA | Silicone | EA | 1 | 48.69 | 51.49 | 53.87 | 55.49 | 72.27 | 45 | 38226.31 | 730 | Alternative | 76% | Tracoe | 36230 | TUBE TRACHEOSTOMY SIZE 3.0 L32MM OD4.9MM ID3MM WHITE SILICONE DEHP FREE WATER CUFF KINK RESISTANT THERMALLY STABLE NECK STRAP RING OBTURATOR MR CONDITIONAL RADIOPAQUE VERY SOFT TUBE TIP STERILE NEONATAL LATEX FREE TRACOE Silcosoft | EA | 1 | 183.85 | 183.85 | 183.85 | 183.85 | 183.85 | 1 | 735.4 | 4 | X | X |  | X | X |  | X | X | X | X | X | X | X |  | X | X |  | Silicone
| Tubes Tracheostomy/Laryngectomy | ICU Medical Inc | 60P030 | TUBE TRACHEOSTOMY SIZE 3.0 L39MM OD4.7MM ID3MM WHITE SILICONE CUFFLESS HYDROPHOBIC HYPOALLERGENIC WIRE REINFORCED REPROCESSIBLE FLEXIBLE IMPROVED FIT INTEGRATED 15MM CONNECTOR MR CONDITIONAL TRACH TIE IMPROVED WEANING CE MARKED STERILE PEDIATRIC LATEX FREE PORTEX BIVONA | Silicone | EA | 1 | 48.69 | 51.49 | 53.87 | 55.49 | 72.27 | 45 | 38226.31 | 730 | Alternative | 76% | Tracoe | 37125 | TUBE TRACHEOSTOMY SIZE 2.5 L38MM OD4.4MM ID2.5MM WHITE SILICONE DEHP FREE CUFFLESS KINK RESISTANT EXTENDED LENGTH THERMALLY STABLE NECK STRAP RING OBTURATOR MR CONDITIONAL RADIOPAQUE VERY SOFT TUBE TIP STERILE PEDIATRIC LATEX FREE TRACOE Silcosoft | EA | 1 | 91 | 91 | 91 | 91 | 91 | 1 | 546 | 6 |  |  | X | X | X | X | X | X | X | X | X | X | X |  | X | X |  | Silicone
| Tubes Tracheostomy/Laryngectomy | ICU Medical Inc | 60P030 | TUBE TRACHEOSTOMY SIZE 3.0 L39MM OD4.7MM ID3MM WHITE SILICONE CUFFLESS HYDROPHOBIC HYPOALLERGENIC WIRE REINFORCED REPROCESSIBLE FLEXIBLE IMPROVED FIT INTEGRATED 15MM CONNECTOR MR CONDITIONAL TRACH TIE IMPROVED WEANING CE MARKED STERILE PEDIATRIC LATEX FREE PORTEX BIVONA | Silicone | EA | 1 | 48.69 | 51.49 | 53.87 | 55.49 | 72.27 | 45 | 38226.31 | 730 | Alternative | 76% | Tracoe | 37025 | TUBE TRACHEOSTOMY SIZE 2.5 L38MM OD4.4MM ID2.5MM WHITE SILICONE DEHP FREE CUFFLESS KINK RESISTANT THERMALLY STABLE NECK STRAP RING OBTURATOR MR CONDITIONAL RADIOPAQUE VERY SOFT TUBE TIP STERILE PEDIATRIC LATEX FREE TRACOE Silcosoft | EA | 1 | 63 | 63 | 63 | 63 | 63 | 1 | 126 | 2 |  |  | X | X | X | X | X | X | X | X | X | X | X |  | X | X |  | Silicone
| Tubes Tracheostomy/Laryngectomy | ICU Medical Inc | 60P030 | TUBE TRACHEOSTOMY SIZE 3.0 L39MM OD4.7MM ID3MM WHITE SILICONE CUFFLESS HYDROPHOBIC HYPOALLERGENIC WIRE REINFORCED REPROCESSIBLE FLEXIBLE IMPROVED FIT INTEGRATED 15MM CONNECTOR MR CONDITIONAL TRACH TIE IMPROVED WEANING CE MARKED STERILE PEDIATRIC LATEX FREE PORTEX BIVONA | Silicone | EA | 1 | 48.69 | 51.49 | 53.87 | 55.49 | 72.27 | 45 | 38226.31 | 730 | Alternative | 75% | Tracoe | 35535 | TUBE TRACHEOSTOMY SIZE 3.5 L40MM OD5MM ID3.5MM CUFFLESS OBTURATOR INTEGRATED 15MM CONNECTOR NECK STRAP FUNNEL SHAPED INNER DESIGN THIN WALL STERILE PEDIATRIC LATEX FREE TRACOE MINI | EA | 1 | 35.54 | 35.54 | 36 | 41.5 | 41.5 | 3 | 1578.18 | 41 |  |  | X | X | X | X | X | X | X | X | X | X |  |  | X | X | X | Silicone
| Tubes Tracheostomy/Laryngectomy | ICU Medical Inc | 60P030 | TUBE TRACHEOSTOMY SIZE 3.0 L39MM OD4.7MM ID3MM WHITE SILICONE CUFFLESS HYDROPHOBIC HYPOALLERGENIC WIRE REINFORCED REPROCESSIBLE FLEXIBLE IMPROVED FIT INTEGRATED 15MM CONNECTOR MR CONDITIONAL TRACH TIE IMPROVED WEANING CE MARKED STERILE PEDIATRIC LATEX FREE PORTEX BIVONA | Silicone | EA | 1 | 48.69 | 51.49 | 53.87 | 55.49 | 72.27 | 45 | 38226.31 | 730 | Alternative | 75% | Tracoe | 35030 | TUBE TRACHEOSTOMY SIZE 3.0 L32MM OD4.3MM ID3MM CUFFLESS OBTURATOR INTEGRATED 15MM CONNECTOR NECK STRAP FUNNEL SHAPED INNER DESIGN THIN WALL STERILE NEONATAL LATEX FREE TRACOE MINI | EA | 1 | 35.54 | 35.54 | 35.54 | 36 | 36 | 2 | 71.54 | 2 | X |  |  | X | X | X | X | X | X | X | X | X |  |  | X | X | X | Silicone
| Tubes Tracheostomy/Laryngectomy | ICU Medical Inc | 60P030 | TUBE TRACHEOSTOMY SIZE 3.0 L39MM OD4.7MM ID3MM WHITE SILICONE CUFFLESS HYDROPHOBIC HYPOALLERGENIC WIRE REINFORCED REPROCESSIBLE FLEXIBLE IMPROVED FIT INTEGRATED 15MM CONNECTOR MR CONDITIONAL TRACH TIE IMPROVED WEANING CE MARKED STERILE PEDIATRIC LATEX FREE PORTEX BIVONA | Silicone | EA | 1 | 48.69 | 51.49 | 53.87 | 55.49 | 72.27 | 45 | 38226.31 | 730 | Alternative | 75% | Tracoe | 35530 | TUBE TRACHEOSTOMY SIZE 3.0 L36MM OD4.3MM ID3MM CUFFLESS OBTURATOR INTEGRATED 15MM CONNECTOR NECK STRAP FUNNEL SHAPED INNER DESIGN THIN WALL STERILE PEDIATRIC LATEX FREE TRACOE MINI | EA | 1 | 35.54 | 35.54 | 35.54 | 36 | 36 | 2 | 569.56 | 16 | X |  |  | X | X | X | X | X | X | X | X | X |  |  | X | X | X | Silicone
| Tubes Tracheostomy/Laryngectomy | ICU Medical Inc | 60P030 | TUBE TRACHEOSTOMY SIZE 3.0 L39MM OD4.7MM ID3MM WHITE SILICONE CUFFLESS HYDROPHOBIC HYPOALLERGENIC WIRE REINFORCED REPROCESSIBLE FLEXIBLE IMPROVED FIT INTEGRATED 15MM CONNECTOR MR CONDITIONAL TRACH TIE IMPROVED WEANING CE MARKED STERILE PEDIATRIC LATEX FREE PORTEX BIVONA | Silicone | EA | 1 | 48.69 | 51.49 | 53.87 | 55.49 | 72.27 | 45 | 38226.31 | 730 | Alternative | 75% | Premier Medical Prod | 1034310 | TUBE TRACHEOSTOMY SIZE 0 L38MM OD4.6MM ID2.8MM SILVER STAINLESS STEEL CUFFLESS INTERCHANGEABLE INNER TUBE SWIVEL LOCKING REGULAR LENGTH OBTURATOR 90DEG CURVE NONSTERILE ADULT LATEX FREE JACKSON | [10 empty] | X | X | X | X | X | X |  |  | X | X | X | X | [5 empty] | Stainless steel
| Tubes Tracheostomy/Laryngectomy | ICU Medical Inc | 60P030 | TUBE TRACHEOSTOMY SIZE 3.0 L39MM OD4.7MM ID3MM WHITE SILICONE CUFFLESS HYDROPHOBIC HYPOALLERGENIC WIRE REINFORCED REPROCESSIBLE FLEXIBLE IMPROVED FIT INTEGRATED 15MM CONNECTOR MR CONDITIONAL TRACH TIE IMPROVED WEANING CE MARKED STERILE PEDIATRIC LATEX FREE PORTEX BIVONA | Silicone | EA | 1 | 48.69 | 51.49 | 53.87 | 55.49 | 72.27 | 45 | 38226.31 | 730 | Alternative | 75% | Tracoe | 10103 | TUBE TRACHEOSTOMY SIZE 3.0 L42MM OD4.8MM ID3.5MM CLEAR POLYMER CUFFLESS NECK STRAP FLEXIBLE MR CONDITIONAL ADULT LATEX FREE TRACOE COMFORT | [11 empty] | X |  | X | X | X | X | X | X | X | X | X |  |  | X | X | X | Polymer
| Tubes Tracheostomy/Laryngectomy | ICU Medical Inc | 60P035 | TUBE TRACHEOSTOMY SIZE 3.5 L40MM OD5.3MM ID3.5MM WHITE SILICONE CUFFLESS HYDROPHOBIC HYPOALLERGENIC WIRE REINFORCED REPROCESSIBLE FLEXIBLE IMPROVED FIT INTEGRATED 15MM CONNECTOR MR CONDITIONAL TRACH TIE IMPROVED WEANING CE MARKED STERILE PEDIATRIC LATEX FREE PORTEX BIVONA | Silicone | EA | 1 | 48.69 | 51.13 | 54.06 | 57.35 | 73.04 | 47 | 45386.25 | 861 | Alternative | 97% | Medtronic Minimally Invasive | 35PEF | TUBE TRACHEOSTOMY SIZE 3.5 L40MM OD5.4MM ID3.5MM WHITE POLYVINYLCHLORIDE DEHP FREE CUFFLESS INTEGRATED CONNECTOR TRANSPARENT FLANGE TAPE TIE RECESS PROMOTE AIRFLOW FLEXIBLE MR CONDITIONAL PEDIATRIC LATEX FREE DISPOSABLE SHILEY | EA | 1 | 39.91 | 45.5 | 45.96 | 46.43 | 55.2 | 101 | 60357.95 | 1307 | X | X | X | X | X | X | X | X | X | X | X | X |  | X | X | X | X | PVC
| Tubes Tracheostomy/Laryngectomy | ICU Medical Inc | 60P035 | TUBE TRACHEOSTOMY SIZE 3.5 L40MM OD5.3MM ID3.5MM WHITE SILICONE CUFFLESS HYDROPHOBIC HYPOALLERGENIC WIRE REINFORCED REPROCESSIBLE FLEXIBLE IMPROVED FIT INTEGRATED 15MM CONNECTOR MR CONDITIONAL TRACH TIE IMPROVED WEANING CE MARKED STERILE PEDIATRIC LATEX FREE PORTEX BIVONA | Silicone | EA | 1 | 48.69 | 51.13 | 54.06 | 57.35 | 73.04 | 47 | 45386.25 | 861 | Alternative | 97% | Medtronic Minimally Invasive | 35PEF | TUBE TRACHEOSTOMY SIZE 3.5 L40MM OD5.4MM ID3.5MM WHITE POLYVINYLCHLORIDE DEHP FREE CUFFLESS INTEGRATED CONNECTOR TRANSPARENT FLANGE TAPE TIE RECESS PROMOTE AIRFLOW FLEXIBLE MR CONDITIONAL PEDIATRIC LATEX FREE DISPOSABLE SHILEY | BX |  | 29.07 | 29.07 | 45.04 | 45.04 | 46.64 | 8 | 1884.2 | 50 | X | X | X | X | X | X | X | X | X | X | X | X |  | X | X | X | X | PVC
| Tubes Tracheostomy/Laryngectomy | ICU Medical Inc | 60P035 | TUBE TRACHEOSTOMY SIZE 3.5 L40MM OD5.3MM ID3.5MM WHITE SILICONE CUFFLESS HYDROPHOBIC HYPOALLERGENIC WIRE REINFORCED REPROCESSIBLE FLEXIBLE IMPROVED FIT INTEGRATED 15MM CONNECTOR MR CONDITIONAL TRACH TIE IMPROVED WEANING CE MARKED STERILE PEDIATRIC LATEX FREE PORTEX BIVONA | Silicone | EA | 1 | 48.69 | 51.13 | 54.06 | 57.35 | 73.04 | 47 | 45386.25 | 861 | Alternative | 97% | Medtronic Minimally Invasive | 35PEF | TUBE TRACHEOSTOMY SIZE 3.5 L40MM OD5.4MM ID3.5MM WHITE POLYVINYLCHLORIDE DEHP FREE CUFFLESS INTEGRATED CONNECTOR TRANSPARENT FLANGE TAPE TIE RECESS PROMOTE AIRFLOW FLEXIBLE MR CONDITIONAL PEDIATRIC LATEX FREE DISPOSABLE SHILEY | CS |  | 31.85 | 31.85 | 31.85 | 31.85 | 31.85 | 1 | 445.9 | 14 | X | X | X | X | X | X | X | X | X | X | X | X |  | X | X | X | X | PVC
| Tubes Tracheostomy/Laryngectomy | ICU Medical Inc | 60P035 | TUBE TRACHEOSTOMY SIZE 3.5 L40MM OD5.3MM ID3.5MM WHITE SILICONE CUFFLESS HYDROPHOBIC HYPOALLERGENIC WIRE REINFORCED REPROCESSIBLE FLEXIBLE IMPROVED FIT INTEGRATED 15MM CONNECTOR MR CONDITIONAL TRACH TIE IMPROVED WEANING CE MARKED STERILE PEDIATRIC LATEX FREE PORTEX BIVONA | Silicone | EA | 1 | 48.69 | 51.13 | 54.06 | 57.35 | 73.04 | 47 | 45386.25 | 861 | Alternative | 97% | Medtronic Minimally Invasive | 35PEFP | TUBE TRACHEOSTOMY SIZE 3.5 L40MM OD5.4MM ID3.5MM WHITE POLYVINYLCHLORIDE DEHP FREE CUFFLESS INTEGRATED CONNECTOR TRANSPARENT FLANGE TAPE TIE RECESS PROMOTE AIRFLOW FLEXIBLE MR CONDITIONAL PEDIATRIC LATEX FREE DISPOSABLE SHILEY | [10 empty] | X | X | X | X | X | X | X | X | X | X | X | X |  | X | X | X | X | PVC
| Tubes Tracheostomy/Laryngectomy | ICU Medical Inc | 60P035 | TUBE TRACHEOSTOMY SIZE 3.5 L40MM OD5.3MM ID3.5MM WHITE SILICONE CUFFLESS HYDROPHOBIC HYPOALLERGENIC WIRE REINFORCED REPROCESSIBLE FLEXIBLE IMPROVED FIT INTEGRATED 15MM CONNECTOR MR CONDITIONAL TRACH TIE IMPROVED WEANING CE MARKED STERILE PEDIATRIC LATEX FREE PORTEX BIVONA | Silicone | EA | 1 | 48.69 | 51.13 | 54.06 | 57.35 | 73.04 | 47 | 45386.25 | 861 | Alternative | 95% | Tracoe | 37035 | TUBE TRACHEOSTOMY SIZE 3.5 L40MM OD5.4MM ID3.5MM WHITE SILICONE DEHP FREE CUFFLESS KINK RESISTANT THERMALLY STABLE NECK STRAP RING OBTURATOR MR CONDITIONAL RADIOPAQUE VERY SOFT TUBE TIP STERILE PEDIATRIC LATEX FREE TRACOE Silcosoft | EA | 1 | 63 | 63 | 63 | 68 | 68 | 3 | 3185 | 50 | X | X | X | X | X | X | X | X | X | X | X | X | X |  | X | X |  | Silicone
| Tubes Tracheostomy/Laryngectomy | ICU Medical Inc | 60P035 | TUBE TRACHEOSTOMY SIZE 3.5 L40MM OD5.3MM ID3.5MM WHITE SILICONE CUFFLESS HYDROPHOBIC HYPOALLERGENIC WIRE REINFORCED REPROCESSIBLE FLEXIBLE IMPROVED FIT INTEGRATED 15MM CONNECTOR MR CONDITIONAL TRACH TIE IMPROVED WEANING CE MARKED STERILE PEDIATRIC LATEX FREE PORTEX BIVONA | Silicone | EA | 1 | 48.69 | 51.13 | 54.06 | 57.35 | 73.04 | 47 | 45386.25 | 861 | Alternative | 95% | Tracoe | 37135 | TUBE TRACHEOSTOMY SIZE 3.5 L40MM OD5.4MM ID3.5MM WHITE SILICONE DEHP FREE CUFFLESS KINK RESISTANT EXTENDED LENGTH THERMALLY STABLE NECK STRAP RING OBTURATOR MR CONDITIONAL RADIOPAQUE VERY SOFT TUBE TIP STERILE PEDIATRIC LATEX FREE TRACOE Silcosoft | EA | 1 | 91 | 91 | 91 | 91 | 91 | 2 | 12285 | 135 | X | X | X | X | X | X | X | X | X | X | X | X | X |  | X | X |  | Silicone
| Tubes Tracheostomy/Laryngectomy | ICU Medical Inc | 60P035 | TUBE TRACHEOSTOMY SIZE 3.5 L40MM OD5.3MM ID3.5MM WHITE SILICONE CUFFLESS HYDROPHOBIC HYPOALLERGENIC WIRE REINFORCED REPROCESSIBLE FLEXIBLE IMPROVED FIT INTEGRATED 15MM CONNECTOR MR CONDITIONAL TRACH TIE IMPROVED WEANING CE MARKED STERILE PEDIATRIC LATEX FREE PORTEX BIVONA | Silicone | EA | 1 | 48.69 | 51.13 | 54.06 | 57.35 | 73.04 | 47 | 45386.25 | 861 | Alternative | 87% | Medtronic Minimally Invasive | 35NEF | TUBE TRACHEOSTOMY SIZE 3.5 L32MM OD5.4MM ID3.5MM WHITE POLYVINYLCHLORIDE DEHP FREE CUFFLESS INTEGRATED CONNECTOR TRANSPARENT FLANGE TAPE TIE RECESS PROMOTE AIRFLOW FLEXIBLE MR CONDITIONAL NEONATAL LATEX FREE DISPOSABLE SHILEY | EA | 1 | 35.66 | 44.8 | 45.89 | 46.64 | 55.02 | 76 | 32874.8879 | 713 | X | X |  | X | X | X | X | X | X | X | X | X |  | X | X | X | X | PVC
| Tubes Tracheostomy/Laryngectomy | ICU Medical Inc | 60P035 | TUBE TRACHEOSTOMY SIZE 3.5 L40MM OD5.3MM ID3.5MM WHITE SILICONE CUFFLESS HYDROPHOBIC HYPOALLERGENIC WIRE REINFORCED REPROCESSIBLE FLEXIBLE IMPROVED FIT INTEGRATED 15MM CONNECTOR MR CONDITIONAL TRACH TIE IMPROVED WEANING CE MARKED STERILE PEDIATRIC LATEX FREE PORTEX BIVONA | Silicone | EA | 1 | 48.69 | 51.13 | 54.06 | 57.35 | 73.04 | 47 | 45386.25 | 861 | Alternative | 87% | Medtronic Minimally Invasive | 35PCF | TUBE TRACHEOSTOMY SIZE 3.5 L40MM OD5.4MM ID3.5MM WHITE POLYVINYLCHLORIDE DEHP FREE TAPERGUARD CUFF INTEGRATED CONNECTOR TRANSPARENT FLANGE TAPE TIE RECESS PROMOTE AIRFLOW FLEXIBLE MR CONDITIONAL PEDIATRIC LATEX FREE DISPOSABLE SHILEY | EA | 1 | 46.63 | 58.67 | 64.98 | 67.65 | 73.84 | 31 | 17597.69 | 276 | X | X | X | X | X |  | X | X | X | X | X | X |  | X | X | X | X | PVC
| Tubes Tracheostomy/Laryngectomy | ICU Medical Inc | 60P035 | TUBE TRACHEOSTOMY SIZE 3.5 L40MM OD5.3MM ID3.5MM WHITE SILICONE CUFFLESS HYDROPHOBIC HYPOALLERGENIC WIRE REINFORCED REPROCESSIBLE FLEXIBLE IMPROVED FIT INTEGRATED 15MM CONNECTOR MR CONDITIONAL TRACH TIE IMPROVED WEANING CE MARKED STERILE PEDIATRIC LATEX FREE PORTEX BIVONA | Silicone | EA | 1 | 48.69 | 51.13 | 54.06 | 57.35 | 73.04 | 47 | 45386.25 | 861 | Alternative | 87% | Medtronic Minimally Invasive | 35NEF | TUBE TRACHEOSTOMY SIZE 3.5 L32MM OD5.4MM ID3.5MM WHITE POLYVINYLCHLORIDE DEHP FREE CUFFLESS INTEGRATED CONNECTOR TRANSPARENT FLANGE TAPE TIE RECESS PROMOTE AIRFLOW FLEXIBLE MR CONDITIONAL NEONATAL LATEX FREE DISPOSABLE SHILEY | BX |  | 45.84 | 45.84 | 46.43 | 46.43 | 46.43 | 3 | 647.66 | 14 | X | X |  | X | X | X | X | X | X | X | X | X |  | X | X | X | X | PVC
| Tubes Tracheostomy/Laryngectomy | ICU Medical Inc | 60P035 | TUBE TRACHEOSTOMY SIZE 3.5 L40MM OD5.3MM ID3.5MM WHITE SILICONE CUFFLESS HYDROPHOBIC HYPOALLERGENIC WIRE REINFORCED REPROCESSIBLE FLEXIBLE IMPROVED FIT INTEGRATED 15MM CONNECTOR MR CONDITIONAL TRACH TIE IMPROVED WEANING CE MARKED STERILE PEDIATRIC LATEX FREE PORTEX BIVONA | Silicone | EA | 1 | 48.69 | 51.13 | 54.06 | 57.35 | 73.04 | 47 | 45386.25 | 861 | Alternative | 87% | Medtronic Minimally Invasive | 35PCF | TUBE TRACHEOSTOMY SIZE 3.5 L40MM OD5.4MM ID3.5MM WHITE POLYVINYLCHLORIDE DEHP FREE TAPERGUARD CUFF INTEGRATED CONNECTOR TRANSPARENT FLANGE TAPE TIE RECESS PROMOTE AIRFLOW FLEXIBLE MR CONDITIONAL PEDIATRIC LATEX FREE DISPOSABLE SHILEY | BX |  | 56.81 | 56.81 | 56.81 | 56.81 | 56.81 | 1 | 340.86 | 6 | X | X | X | X | X |  | X | X | X | X | X | X |  | X | X | X | X | PVC
| Tubes Tracheostomy/Laryngectomy | ICU Medical Inc | 60P035 | TUBE TRACHEOSTOMY SIZE 3.5 L40MM OD5.3MM ID3.5MM WHITE SILICONE CUFFLESS HYDROPHOBIC HYPOALLERGENIC WIRE REINFORCED REPROCESSIBLE FLEXIBLE IMPROVED FIT INTEGRATED 15MM CONNECTOR MR CONDITIONAL TRACH TIE IMPROVED WEANING CE MARKED STERILE PEDIATRIC LATEX FREE PORTEX BIVONA | Silicone | EA | 1 | 48.69 | 51.13 | 54.06 | 57.35 | 73.04 | 47 | 45386.25 | 861 | Alternative | 87% | Medtronic Minimally Invasive | 35NEFP | TUBE TRACHEOSTOMY SIZE 3.5 L32MM OD5.4MM ID3.5MM WHITE POLYVINYLCHLORIDE DEHP FREE CUFFLESS INTEGRATED CONNECTOR TRANSPARENT FLANGE TAPE TIE RECESS PROMOTE AIRFLOW FLEXIBLE MR CONDITIONAL NEONATAL LATEX FREE DISPOSABLE SHILEY | [10 empty] | X | X |  | X | X | X | X | X | X | X | X | X |  | X | X | X | X | PVC
| Tubes Tracheostomy/Laryngectomy | ICU Medical Inc | 60P035 | TUBE TRACHEOSTOMY SIZE 3.5 L40MM OD5.3MM ID3.5MM WHITE SILICONE CUFFLESS HYDROPHOBIC HYPOALLERGENIC WIRE REINFORCED REPROCESSIBLE FLEXIBLE IMPROVED FIT INTEGRATED 15MM CONNECTOR MR CONDITIONAL TRACH TIE IMPROVED WEANING CE MARKED STERILE PEDIATRIC LATEX FREE PORTEX BIVONA | Silicone | EA | 1 | 48.69 | 51.13 | 54.06 | 57.35 | 73.04 | 47 | 45386.25 | 861 | Alternative | 85% | Tracoe | 37335 | TUBE TRACHEOSTOMY SIZE 3.5 L40MM OD5.4MM ID3.5MM WHITE SILICONE DEHP FREE KINK RESISTANT EXTENDED LENGTH THERMALLY STABLE NECK STRAP RING OBTURATOR MR CONDITIONAL RADIOPAQUE VERY SOFT TUBE TIP STERILE PEDIATRIC LATEX FREE TRACOE Silcosoft | EA | 1 | 200 | 204 | 206 | 212 | 212 | 6 | 87750 | 428 | X | X | X | X | X |  | X | X | X | X | X | X | X |  | X | X |  | Silicone
| Tubes Tracheostomy/Laryngectomy | ICU Medical Inc | 60P035 | TUBE TRACHEOSTOMY SIZE 3.5 L40MM OD5.3MM ID3.5MM WHITE SILICONE CUFFLESS HYDROPHOBIC HYPOALLERGENIC WIRE REINFORCED REPROCESSIBLE FLEXIBLE IMPROVED FIT INTEGRATED 15MM CONNECTOR MR CONDITIONAL TRACH TIE IMPROVED WEANING CE MARKED STERILE PEDIATRIC LATEX FREE PORTEX BIVONA | Silicone | EA | 1 | 48.69 | 51.13 | 54.06 | 57.35 | 73.04 | 47 | 45386.25 | 861 | Alternative | 85% | Tracoe | 36135 | TUBE TRACHEOSTOMY SIZE 3.5 L34MM OD5.4MM ID3.5MM WHITE SILICONE DEHP FREE CUFFLESS KINK RESISTANT EXTENDED LENGTH THERMALLY STABLE NECK STRAP RING OBTURATOR MR CONDITIONAL RADIOPAQUE VERY SOFT TUBE TIP STERILE NEONATAL LATEX FREE TRACOE Silcosoft | EA | 1 | 127.25 | 127.25 | 128.5 | 129 | 133 | 4 | 6946 | 54 | X | X |  | X | X | X | X | X | X | X | X | X | X |  | X | X |  | Silicone
| Tubes Tracheostomy/Laryngectomy | ICU Medical Inc | 60P035 | TUBE TRACHEOSTOMY SIZE 3.5 L40MM OD5.3MM ID3.5MM WHITE SILICONE CUFFLESS HYDROPHOBIC HYPOALLERGENIC WIRE REINFORCED REPROCESSIBLE FLEXIBLE IMPROVED FIT INTEGRATED 15MM CONNECTOR MR CONDITIONAL TRACH TIE IMPROVED WEANING CE MARKED STERILE PEDIATRIC LATEX FREE PORTEX BIVONA | Silicone | EA | 1 | 48.69 | 51.13 | 54.06 | 57.35 | 73.04 | 47 | 45386.25 | 861 | Alternative | 85% | Tracoe | 36035 | TUBE TRACHEOSTOMY SIZE 3.5 L34MM OD5.4MM ID3.5MM WHITE SILICONE DEHP FREE CUFFLESS KINK RESISTANT THERMALLY STABLE NECK STRAP RING OBTURATOR MR CONDITIONAL RADIOPAQUE VERY SOFT TUBE TIP STERILE NEONATAL LATEX FREE TRACOE Silcosoft | EA | 1 | 63 | 63 | 63 | 68 | 68 | 3 | 1653 | 26 | X | X |  | X | X | X | X | X | X | X | X | X | X |  | X | X |  | Silicone
| Tubes Tracheostomy/Laryngectomy | ICU Medical Inc | 60P035 | TUBE TRACHEOSTOMY SIZE 3.5 L40MM OD5.3MM ID3.5MM WHITE SILICONE CUFFLESS HYDROPHOBIC HYPOALLERGENIC WIRE REINFORCED REPROCESSIBLE FLEXIBLE IMPROVED FIT INTEGRATED 15MM CONNECTOR MR CONDITIONAL TRACH TIE IMPROVED WEANING CE MARKED STERILE PEDIATRIC LATEX FREE PORTEX BIVONA | Silicone | EA | 1 | 48.69 | 51.13 | 54.06 | 57.35 | 73.04 | 47 | 45386.25 | 861 | Alternative | 85% | Tracoe | 37235 | TUBE TRACHEOSTOMY SIZE 3.5 L40MM OD5.4MM ID3.5MM WHITE SILICONE DEHP FREE WATER CUFF KINK RESISTANT THERMALLY STABLE NECK STRAP RING OBTURATOR MR CONDITIONAL RADIOPAQUE VERY SOFT TUBE TIP STERILE PEDIATRIC LATEX FREE TRACOE Silcosoft | EA | 1 | 183 | 183 | 183 | 194 | 194 | 2 | 10468 | 56 | X | X | X | X | X |  | X | X | X | X | X | X | X |  | X | X |  | Silicone
| Tubes Tracheostomy/Laryngectomy | ICU Medical Inc | 60P035 | TUBE TRACHEOSTOMY SIZE 3.5 L40MM OD5.3MM ID3.5MM WHITE SILICONE CUFFLESS HYDROPHOBIC HYPOALLERGENIC WIRE REINFORCED REPROCESSIBLE FLEXIBLE IMPROVED FIT INTEGRATED 15MM CONNECTOR MR CONDITIONAL TRACH TIE IMPROVED WEANING CE MARKED STERILE PEDIATRIC LATEX FREE PORTEX BIVONA | Silicone | EA | 1 | 48.69 | 51.13 | 54.06 | 57.35 | 73.04 | 47 | 45386.25 | 861 | Alternative | 84% | Tracoe | 35535 | TUBE TRACHEOSTOMY SIZE 3.5 L40MM OD5MM ID3.5MM CUFFLESS OBTURATOR INTEGRATED 15MM CONNECTOR NECK STRAP FUNNEL SHAPED INNER DESIGN THIN WALL STERILE PEDIATRIC LATEX FREE TRACOE MINI | EA | 1 | 35.54 | 35.54 | 36 | 41.5 | 41.5 | 3 | 1578.18 | 41 | X |  | X | X | X | X | X | X | X | X | X | X |  |  | X | X | X | Silicone
| Tubes Tracheostomy/Laryngectomy | ICU Medical Inc | 60P035 | TUBE TRACHEOSTOMY SIZE 3.5 L40MM OD5.3MM ID3.5MM WHITE SILICONE CUFFLESS HYDROPHOBIC HYPOALLERGENIC WIRE REINFORCED REPROCESSIBLE FLEXIBLE IMPROVED FIT INTEGRATED 15MM CONNECTOR MR CONDITIONAL TRACH TIE IMPROVED WEANING CE MARKED STERILE PEDIATRIC LATEX FREE PORTEX BIVONA | Silicone | EA | 1 | 48.69 | 51.13 | 54.06 | 57.35 | 73.04 | 47 | 45386.25 | 861 | Alternative | 78% | Medtronic Minimally Invasive | 40PEF | TUBE TRACHEOSTOMY SIZE 4.0 L41MM OD6MM ID4MM WHITE POLYVINYLCHLORIDE DEHP FREE CUFFLESS INTEGRATED CONNECTOR TRANSPARENT FLANGE TAPE TIE RECESS PROMOTE AIRFLOW FLEXIBLE MR CONDITIONAL PEDIATRIC LATEX FREE DISPOSABLE SHILEY | EA | 1 | 36.39 | 44.8 | 45.5 | 46.43 | 55.2 | 114 | 67766.96 | 1465 |  |  | X | X | X | X | X | X | X | X | X | X |  | X | X | X | X | PVC
| Tubes Tracheostomy/Laryngectomy | ICU Medical Inc | 60P035 | TUBE TRACHEOSTOMY SIZE 3.5 L40MM OD5.3MM ID3.5MM WHITE SILICONE CUFFLESS HYDROPHOBIC HYPOALLERGENIC WIRE REINFORCED REPROCESSIBLE FLEXIBLE IMPROVED FIT INTEGRATED 15MM CONNECTOR MR CONDITIONAL TRACH TIE IMPROVED WEANING CE MARKED STERILE PEDIATRIC LATEX FREE PORTEX BIVONA | Silicone | EA | 1 | 48.69 | 51.13 | 54.06 | 57.35 | 73.04 | 47 | 45386.25 | 861 | Alternative | 78% | Medtronic Minimally Invasive | 30PEF | TUBE TRACHEOSTOMY SIZE 3.0 L39MM OD4.8MM ID3MM WHITE POLYVINYLCHLORIDE DEHP FREE CUFFLESS INTEGRATED CONNECTOR TRANSPARENT FLANGE TAPE TIE RECESS PROMOTE AIRFLOW FLEXIBLE MR CONDITIONAL PEDIATRIC LATEX FREE DISPOSABLE SHILEY | EA | 1 | 34.33 | 45.07 | 46.41 | 46.43 | 53.82 | 87 | 40945.4418 | 884 |  |  | X | X | X | X | X | X | X | X | X | X |  | X | X | X | X | PVC
| Tubes Tracheostomy/Laryngectomy | ICU Medical Inc | 60P035 | TUBE TRACHEOSTOMY SIZE 3.5 L40MM OD5.3MM ID3.5MM WHITE SILICONE CUFFLESS HYDROPHOBIC HYPOALLERGENIC WIRE REINFORCED REPROCESSIBLE FLEXIBLE IMPROVED FIT INTEGRATED 15MM CONNECTOR MR CONDITIONAL TRACH TIE IMPROVED WEANING CE MARKED STERILE PEDIATRIC LATEX FREE PORTEX BIVONA | Silicone | EA | 1 | 48.69 | 51.13 | 54.06 | 57.35 | 73.04 | 47 | 45386.25 | 861 | Alternative | 78% | Medtronic Minimally Invasive | 35NCF | TUBE TRACHEOSTOMY SIZE 3.5 L32MM OD5.4MM ID3.5MM WHITE POLYVINYLCHLORIDE DEHP FREE TAPERGUARD CUFF INTEGRATED CONNECTOR TRANSPARENT FLANGE TAPE TIE RECESS PROMOTE AIRFLOW FLEXIBLE MR CONDITIONAL NEONATAL LATEX FREE DISPOSABLE SHILEY | EA | 1 | 45.8967 | 56.8 | 60.54 | 66.95 | 72.12 | 14 | 5120.9701 | 80 | X | X |  | X | X |  | X | X | X | X | X | X |  | X | X | X | X | PVC
| Tubes Tracheostomy/Laryngectomy | ICU Medical Inc | 60P035 | TUBE TRACHEOSTOMY SIZE 3.5 L40MM OD5.3MM ID3.5MM WHITE SILICONE CUFFLESS HYDROPHOBIC HYPOALLERGENIC WIRE REINFORCED REPROCESSIBLE FLEXIBLE IMPROVED FIT INTEGRATED 15MM CONNECTOR MR CONDITIONAL TRACH TIE IMPROVED WEANING CE MARKED STERILE PEDIATRIC LATEX FREE PORTEX BIVONA | Silicone | EA | 1 | 48.69 | 51.13 | 54.06 | 57.35 | 73.04 | 47 | 45386.25 | 861 | Alternative | 78% | Medtronic Minimally Invasive | 40PEF | TUBE TRACHEOSTOMY SIZE 4.0 L41MM OD6MM ID4MM WHITE POLYVINYLCHLORIDE DEHP FREE CUFFLESS INTEGRATED CONNECTOR TRANSPARENT FLANGE TAPE TIE RECESS PROMOTE AIRFLOW FLEXIBLE MR CONDITIONAL PEDIATRIC LATEX FREE DISPOSABLE SHILEY | BX |  | 40.31 | 42.77 | 45.04 | 45.5 | 46.43 | 8 | 2508.61 | 57 |  |  | X | X | X | X | X | X | X | X | X | X |  | X | X | X | X | PVC
| Tubes Tracheostomy/Laryngectomy | ICU Medical Inc | 60P035 | TUBE TRACHEOSTOMY SIZE 3.5 L40MM OD5.3MM ID3.5MM WHITE SILICONE CUFFLESS HYDROPHOBIC HYPOALLERGENIC WIRE REINFORCED REPROCESSIBLE FLEXIBLE IMPROVED FIT INTEGRATED 15MM CONNECTOR MR CONDITIONAL TRACH TIE IMPROVED WEANING CE MARKED STERILE PEDIATRIC LATEX FREE PORTEX BIVONA | Silicone | EA | 1 | 48.69 | 51.13 | 54.06 | 57.35 | 73.04 | 47 | 45386.25 | 861 | Alternative | 78% | Medtronic Minimally Invasive | 25PEF | TUBE TRACHEOSTOMY SIZE 2.5 L39MM OD4.2MM ID2.5MM WHITE POLYVINYLCHLORIDE DEHP FREE CUFFLESS INTEGRATED CONNECTOR TRANSPARENT FLANGE TAPE TIE RECESS PROMOTE AIRFLOW FLEXIBLE MR CONDITIONAL PEDIATRIC LATEX FREE DISPOSABLE SHILEY | EA | 1 | 39.91 | 44.8 | 45.5 | 46.43 | 46.43 | 7 | 1353.07 | 30 |  |  | X | X | X | X | X | X | X | X | X | X |  | X | X | X | X | PVC
| Tubes Tracheostomy/Laryngectomy | ICU Medical Inc | 60P035 | TUBE TRACHEOSTOMY SIZE 3.5 L40MM OD5.3MM ID3.5MM WHITE SILICONE CUFFLESS HYDROPHOBIC HYPOALLERGENIC WIRE REINFORCED REPROCESSIBLE FLEXIBLE IMPROVED FIT INTEGRATED 15MM CONNECTOR MR CONDITIONAL TRACH TIE IMPROVED WEANING CE MARKED STERILE PEDIATRIC LATEX FREE PORTEX BIVONA | Silicone | EA | 1 | 48.69 | 51.13 | 54.06 | 57.35 | 73.04 | 47 | 45386.25 | 861 | Alternative | 78% | Medtronic Minimally Invasive | 30PEF | TUBE TRACHEOSTOMY SIZE 3.0 L39MM OD4.8MM ID3MM WHITE POLYVINYLCHLORIDE DEHP FREE CUFFLESS INTEGRATED CONNECTOR TRANSPARENT FLANGE TAPE TIE RECESS PROMOTE AIRFLOW FLEXIBLE MR CONDITIONAL PEDIATRIC LATEX FREE DISPOSABLE SHILEY | BX |  | 39.91 | 39.91 | 40.8 | 45.84 | 46.43 | 4 | 706.41 | 16 |  |  | X | X | X | X | X | X | X | X | X | X |  | X | X | X | X | PVC
| Tubes Tracheostomy/Laryngectomy | ICU Medical Inc | 60P035 | TUBE TRACHEOSTOMY SIZE 3.5 L40MM OD5.3MM ID3.5MM WHITE SILICONE CUFFLESS HYDROPHOBIC HYPOALLERGENIC WIRE REINFORCED REPROCESSIBLE FLEXIBLE IMPROVED FIT INTEGRATED 15MM CONNECTOR MR CONDITIONAL TRACH TIE IMPROVED WEANING CE MARKED STERILE PEDIATRIC LATEX FREE PORTEX BIVONA | Silicone | EA | 1 | 48.69 | 51.13 | 54.06 | 57.35 | 73.04 | 47 | 45386.25 | 861 | Alternative | 78% | Medtronic Minimally Invasive | 30PEF | TUBE TRACHEOSTOMY SIZE 3.0 L39MM OD4.8MM ID3MM WHITE POLYVINYLCHLORIDE DEHP FREE CUFFLESS INTEGRATED CONNECTOR TRANSPARENT FLANGE TAPE TIE RECESS PROMOTE AIRFLOW FLEXIBLE MR CONDITIONAL PEDIATRIC LATEX FREE DISPOSABLE SHILEY | PK |  | 46.43 | 46.43 | 46.43 | 46.43 | 46.43 | 1 | 46.43 | 1 |  |  | X | X | X | X | X | X | X | X | X | X |  | X | X | X | X | PVC
| Tubes Tracheostomy/Laryngectomy | ICU Medical Inc | 60P035 | TUBE TRACHEOSTOMY SIZE 3.5 L40MM OD5.3MM ID3.5MM WHITE SILICONE CUFFLESS HYDROPHOBIC HYPOALLERGENIC WIRE REINFORCED REPROCESSIBLE FLEXIBLE IMPROVED FIT INTEGRATED 15MM CONNECTOR MR CONDITIONAL TRACH TIE IMPROVED WEANING CE MARKED STERILE PEDIATRIC LATEX FREE PORTEX BIVONA | Silicone | EA | 1 | 48.69 | 51.13 | 54.06 | 57.35 | 73.04 | 47 | 45386.25 | 861 | Alternative | 78% | Medtronic Minimally Invasive | 40PEF | TUBE TRACHEOSTOMY SIZE 4.0 L41MM OD6MM ID4MM WHITE POLYVINYLCHLORIDE DEHP FREE CUFFLESS INTEGRATED CONNECTOR TRANSPARENT FLANGE TAPE TIE RECESS PROMOTE AIRFLOW FLEXIBLE MR CONDITIONAL PEDIATRIC LATEX FREE DISPOSABLE SHILEY | CS |  | 45.5 | 45.5 | 45.5 | 45.5 | 45.5 | 1 | 91 | 2 |  |  | X | X | X | X | X | X | X | X | X | X |  | X | X | X | X | PVC
| Tubes Tracheostomy/Laryngectomy | ICU Medical Inc | 60P035 | TUBE TRACHEOSTOMY SIZE 3.5 L40MM OD5.3MM ID3.5MM WHITE SILICONE CUFFLESS HYDROPHOBIC HYPOALLERGENIC WIRE REINFORCED REPROCESSIBLE FLEXIBLE IMPROVED FIT INTEGRATED 15MM CONNECTOR MR CONDITIONAL TRACH TIE IMPROVED WEANING CE MARKED STERILE PEDIATRIC LATEX FREE PORTEX BIVONA | Silicone | EA | 1 | 48.69 | 51.13 | 54.06 | 57.35 | 73.04 | 47 | 45386.25 | 861 | Alternative | 78% | Medtronic Minimally Invasive | 30PEF | TUBE TRACHEOSTOMY SIZE 3.0 L39MM OD4.8MM ID3MM WHITE POLYVINYLCHLORIDE DEHP FREE CUFFLESS INTEGRATED CONNECTOR TRANSPARENT FLANGE TAPE TIE RECESS PROMOTE AIRFLOW FLEXIBLE MR CONDITIONAL PEDIATRIC LATEX FREE DISPOSABLE SHILEY | BG |  | 230.85 | 230.85 | 230.85 | 230.85 | 230.85 | 1 | 2308.5 | 10 |  |  | X | X | X | X | X | X | X | X | X | X |  | X | X | X | X | PVC
| Tubes Tracheostomy/Laryngectomy | ICU Medical Inc | 60P035 | TUBE TRACHEOSTOMY SIZE 3.5 L40MM OD5.3MM ID3.5MM WHITE SILICONE CUFFLESS HYDROPHOBIC HYPOALLERGENIC WIRE REINFORCED REPROCESSIBLE FLEXIBLE IMPROVED FIT INTEGRATED 15MM CONNECTOR MR CONDITIONAL TRACH TIE IMPROVED WEANING CE MARKED STERILE PEDIATRIC LATEX FREE PORTEX BIVONA | Silicone | EA | 1 | 48.69 | 51.13 | 54.06 | 57.35 | 73.04 | 47 | 45386.25 | 861 | Alternative | 78% | Medtronic Minimally Invasive | 30PEFP | TUBE TRACHEOSTOMY SIZE 3.0 L39MM OD4.8MM ID3MM WHITE POLYVINYLCHLORIDE DEHP FREE CUFFLESS INTEGRATED CONNECTOR TRANSPARENT FLANGE TAPE TIE RECESS PROMOTE AIRFLOW FLEXIBLE MR CONDITIONAL PEDIATRIC LATEX FREE DISPOSABLE SHILEY | [12 empty] | X | X | X | X | X | X | X | X | X | X |  | X | X | X | X | PVC
| Tubes Tracheostomy/Laryngectomy | ICU Medical Inc | 60P035 | TUBE TRACHEOSTOMY SIZE 3.5 L40MM OD5.3MM ID3.5MM WHITE SILICONE CUFFLESS HYDROPHOBIC HYPOALLERGENIC WIRE REINFORCED REPROCESSIBLE FLEXIBLE IMPROVED FIT INTEGRATED 15MM CONNECTOR MR CONDITIONAL TRACH TIE IMPROVED WEANING CE MARKED STERILE PEDIATRIC LATEX FREE PORTEX BIVONA | Silicone | EA | 1 | 48.69 | 51.13 | 54.06 | 57.35 | 73.04 | 47 | 45386.25 | 861 | Alternative | 78% | Medtronic Minimally Invasive | 40PEFP | TUBE TRACHEOSTOMY SIZE 4.0 L41MM OD6MM ID4MM WHITE POLYVINYLCHLORIDE DEHP FREE CUFFLESS INTEGRATED CONNECTOR TRANSPARENT FLANGE TAPE TIE RECESS PROMOTE AIRFLOW FLEXIBLE MR CONDITIONAL PEDIATRIC LATEX FREE DISPOSABLE SHILEY | [12 empty] | X | X | X | X | X | X | X | X | X | X |  | X | X | X | X | PVC
| Tubes Tracheostomy/Laryngectomy | ICU Medical Inc | 60P035 | TUBE TRACHEOSTOMY SIZE 3.5 L40MM OD5.3MM ID3.5MM WHITE SILICONE CUFFLESS HYDROPHOBIC HYPOALLERGENIC WIRE REINFORCED REPROCESSIBLE FLEXIBLE IMPROVED FIT INTEGRATED 15MM CONNECTOR MR CONDITIONAL TRACH TIE IMPROVED WEANING CE MARKED STERILE PEDIATRIC LATEX FREE PORTEX BIVONA | Silicone | EA | 1 | 48.69 | 51.13 | 54.06 | 57.35 | 73.04 | 47 | 45386.25 | 861 | Alternative | 76% | Tracoe | 36335 | TUBE TRACHEOSTOMY SIZE 3.5 L34MM OD5.4MM ID3.5MM WHITE SILICONE DEHP FREE KINK RESISTANT EXTENDED LENGTH THERMALLY STABLE NECK STRAP RING OBTURATOR MR CONDITIONAL RADIOPAQUE VERY SOFT TUBE TIP STERILE NEONATAL LATEX FREE TRACOE Silcosoft | EA | 1 | 204 | 206 | 206 | 212 | 212 | 5 | 28356 | 138 | X | X |  | X | X |  | X | X | X | X | X | X | X |  | X | X |  | Silicone
| Tubes Tracheostomy/Laryngectomy | ICU Medical Inc | 60P035 | TUBE TRACHEOSTOMY SIZE 3.5 L40MM OD5.3MM ID3.5MM WHITE SILICONE CUFFLESS HYDROPHOBIC HYPOALLERGENIC WIRE REINFORCED REPROCESSIBLE FLEXIBLE IMPROVED FIT INTEGRATED 15MM CONNECTOR MR CONDITIONAL TRACH TIE IMPROVED WEANING CE MARKED STERILE PEDIATRIC LATEX FREE PORTEX BIVONA | Silicone | EA | 1 | 48.69 | 51.13 | 54.06 | 57.35 | 73.04 | 47 | 45386.25 | 861 | Alternative | 76% | Tracoe | 37040 | TUBE TRACHEOSTOMY SIZE 4.0 L41MM OD6MM ID4MM WHITE SILICONE DEHP FREE CUFFLESS KINK RESISTANT THERMALLY STABLE NECK STRAP RING OBTURATOR MR CONDITIONAL RADIOPAQUE VERY SOFT TUBE TIP STERILE PEDIATRIC LATEX FREE TRACOE Silcosoft | EA | 1 | 63 | 63 | 63 | 68 | 68 | 4 | 3661 | 57 |  |  | X | X | X | X | X | X | X | X | X | X | X |  | X | X |  | Silicone
| Tubes Tracheostomy/Laryngectomy | ICU Medical Inc | 60P035 | TUBE TRACHEOSTOMY SIZE 3.5 L40MM OD5.3MM ID3.5MM WHITE SILICONE CUFFLESS HYDROPHOBIC HYPOALLERGENIC WIRE REINFORCED REPROCESSIBLE FLEXIBLE IMPROVED FIT INTEGRATED 15MM CONNECTOR MR CONDITIONAL TRACH TIE IMPROVED WEANING CE MARKED STERILE PEDIATRIC LATEX FREE PORTEX BIVONA | Silicone | EA | 1 | 48.69 | 51.13 | 54.06 | 57.35 | 73.04 | 47 | 45386.25 | 861 | Alternative | 76% | Tracoe | 37140 | TUBE TRACHEOSTOMY SIZE 4.0 L41MM OD6MM ID4MM WHITE SILICONE DEHP FREE CUFFLESS KINK RESISTANT EXTENDED LENGTH THERMALLY STABLE NECK STRAP RING OBTURATOR MR CONDITIONAL RADIOPAQUE VERY SOFT TUBE TIP STERILE PEDIATRIC LATEX FREE TRACOE Silcosoft | EA | 1 | 68 | 68 | 91 | 91 | 91 | 3 | 5686 | 64 |  |  | X | X | X | X | X | X | X | X | X | X | X |  | X | X |  | Silicone
| Tubes Tracheostomy/Laryngectomy | ICU Medical Inc | 60P035 | TUBE TRACHEOSTOMY SIZE 3.5 L40MM OD5.3MM ID3.5MM WHITE SILICONE CUFFLESS HYDROPHOBIC HYPOALLERGENIC WIRE REINFORCED REPROCESSIBLE FLEXIBLE IMPROVED FIT INTEGRATED 15MM CONNECTOR MR CONDITIONAL TRACH TIE IMPROVED WEANING CE MARKED STERILE PEDIATRIC LATEX FREE PORTEX BIVONA | Silicone | EA | 1 | 48.69 | 51.13 | 54.06 | 57.35 | 73.04 | 47 | 45386.25 | 861 | Alternative | 76% | Tracoe | 37030 | TUBE TRACHEOSTOMY SIZE 3.0 L39MM OD4.9MM ID3MM WHITE SILICONE DEHP FREE CUFFLESS KINK RESISTANT THERMALLY STABLE NECK STRAP RING OBTURATOR MR CONDITIONAL RADIOPAQUE VERY SOFT TUBE TIP STERILE PEDIATRIC LATEX FREE TRACOE Silcosoft | EA | 1 | 63 | 63 | 63 | 63 | 63 | 2 | 1260 | 20 |  |  | X | X | X | X | X | X | X | X | X | X | X |  | X | X |  | Silicone
| Tubes Tracheostomy/Laryngectomy | ICU Medical Inc | 60P035 | TUBE TRACHEOSTOMY SIZE 3.5 L40MM OD5.3MM ID3.5MM WHITE SILICONE CUFFLESS HYDROPHOBIC HYPOALLERGENIC WIRE REINFORCED REPROCESSIBLE FLEXIBLE IMPROVED FIT INTEGRATED 15MM CONNECTOR MR CONDITIONAL TRACH TIE IMPROVED WEANING CE MARKED STERILE PEDIATRIC LATEX FREE PORTEX BIVONA | Silicone | EA | 1 | 48.69 | 51.13 | 54.06 | 57.35 | 73.04 | 47 | 45386.25 | 861 | Alternative | 76% | Tracoe | 36235 | TUBE TRACHEOSTOMY SIZE 3.5 L34MM OD5.4MM ID3.5MM WHITE SILICONE DEHP FREE WATER CUFF KINK RESISTANT THERMALLY STABLE NECK STRAP RING OBTURATOR MR CONDITIONAL RADIOPAQUE VERY SOFT TUBE TIP STERILE NEONATAL LATEX FREE TRACOE Silcosoft | EA | 1 | 183.85 | 183.85 | 183.85 | 194 | 194 | 2 | 1327.55 | 7 | X | X |  | X | X |  | X | X | X | X | X | X | X |  | X | X |  | Silicone
| Tubes Tracheostomy/Laryngectomy | ICU Medical Inc | 60P035 | TUBE TRACHEOSTOMY SIZE 3.5 L40MM OD5.3MM ID3.5MM WHITE SILICONE CUFFLESS HYDROPHOBIC HYPOALLERGENIC WIRE REINFORCED REPROCESSIBLE FLEXIBLE IMPROVED FIT INTEGRATED 15MM CONNECTOR MR CONDITIONAL TRACH TIE IMPROVED WEANING CE MARKED STERILE PEDIATRIC LATEX FREE PORTEX BIVONA | Silicone | EA | 1 | 48.69 | 51.13 | 54.06 | 57.35 | 73.04 | 47 | 45386.25 | 861 | Alternative | 76% | Tracoe | 37130 | TUBE TRACHEOSTOMY SIZE 3.0 L39MM OD4.9MM ID3MM WHITE SILICONE DEHP FREE CUFFLESS KINK RESISTANT EXTENDED LENGTH THERMALLY STABLE NECK STRAP RING OBTURATOR MR CONDITIONAL RADIOPAQUE VERY SOFT TUBE TIP STERILE PEDIATRIC LATEX FREE TRACOE Silcosoft | EA | 1 | 91 | 91 | 91 | 91 | 91 | 2 | 5642 | 62 |  |  | X | X | X | X | X | X | X | X | X | X | X |  | X | X |  | Silicone
| Tubes Tracheostomy/Laryngectomy | ICU Medical Inc | 60P035 | TUBE TRACHEOSTOMY SIZE 3.5 L40MM OD5.3MM ID3.5MM WHITE SILICONE CUFFLESS HYDROPHOBIC HYPOALLERGENIC WIRE REINFORCED REPROCESSIBLE FLEXIBLE IMPROVED FIT INTEGRATED 15MM CONNECTOR MR CONDITIONAL TRACH TIE IMPROVED WEANING CE MARKED STERILE PEDIATRIC LATEX FREE PORTEX BIVONA | Silicone | EA | 1 | 48.69 | 51.13 | 54.06 | 57.35 | 73.04 | 47 | 45386.25 | 861 | Alternative | 75% | Tracoe | 35035 | TUBE TRACHEOSTOMY SIZE 3.5 L34MM OD5MM ID3.5MM CUFFLESS OBTURATOR INTEGRATED 15MM CONNECTOR NECK STRAP FUNNEL SHAPED INNER DESIGN THIN WALL STERILE NEONATAL LATEX FREE TRACOE MINI | EA | 1 | 35.54 | 35.54 | 35.54 | 36 | 36 | 2 | 71.54 | 2 | X |  |  | X | X | X | X | X | X | X | X | X |  |  | X | X | X | Silicone
| Tubes Tracheostomy/Laryngectomy | ICU Medical Inc | 60P035 | TUBE TRACHEOSTOMY SIZE 3.5 L40MM OD5.3MM ID3.5MM WHITE SILICONE CUFFLESS HYDROPHOBIC HYPOALLERGENIC WIRE REINFORCED REPROCESSIBLE FLEXIBLE IMPROVED FIT INTEGRATED 15MM CONNECTOR MR CONDITIONAL TRACH TIE IMPROVED WEANING CE MARKED STERILE PEDIATRIC LATEX FREE PORTEX BIVONA | Silicone | EA | 1 | 48.69 | 51.13 | 54.06 | 57.35 | 73.04 | 47 | 45386.25 | 861 | Alternative | 75% | Premier Medical Prod | 1034941 | TUBE TRACHEOSTOMY SIZE 1.0 L40MM OD5.2MM ID3.5MM SILVER STAINLESS STEEL CUFFLESS INTERCHANGEABLE INNER TUBE SWIVEL LOCKING SHORT LENGTH OBTURATOR 90DEG CURVE NONSTERILE ADULT JACKSON | [10 empty] | X | X | X | X | X | X |  |  | X | X | X | X | [5 empty] | Stainless steel
| Tubes Tracheostomy/Laryngectomy | ICU Medical Inc | 60P035 | TUBE TRACHEOSTOMY SIZE 3.5 L40MM OD5.3MM ID3.5MM WHITE SILICONE CUFFLESS HYDROPHOBIC HYPOALLERGENIC WIRE REINFORCED REPROCESSIBLE FLEXIBLE IMPROVED FIT INTEGRATED 15MM CONNECTOR MR CONDITIONAL TRACH TIE IMPROVED WEANING CE MARKED STERILE PEDIATRIC LATEX FREE PORTEX BIVONA | Silicone | EA | 1 | 48.69 | 51.13 | 54.06 | 57.35 | 73.04 | 47 | 45386.25 | 861 | Alternative | 75% | Premier Medical Prod | 1034611 | TUBE TRACHEOSTOMY SIZE 1.0 L40MM OD5.2MM ID3.5MM SILVER STAINLESS STEEL CUFFLESS INTERCHANGEABLE INNER TUBE SWIVEL LOCKING ORIGINAL SHORT OBTURATOR 90DEG CURVE NONSTERILE ADULT LATEX FREE JACKSON | [10 empty] | X | X | X | X | X | X |  |  | X | X | X | X | [5 empty] | Stainless steel
| Tubes Tracheostomy/Laryngectomy | ICU Medical Inc | 60P035 | TUBE TRACHEOSTOMY SIZE 3.5 L40MM OD5.3MM ID3.5MM WHITE SILICONE CUFFLESS HYDROPHOBIC HYPOALLERGENIC WIRE REINFORCED REPROCESSIBLE FLEXIBLE IMPROVED FIT INTEGRATED 15MM CONNECTOR MR CONDITIONAL TRACH TIE IMPROVED WEANING CE MARKED STERILE PEDIATRIC LATEX FREE PORTEX BIVONA | Silicone | EA | 1 | 48.69 | 51.13 | 54.06 | 57.35 | 73.04 | 47 | 45386.25 | 861 | Alternative | 75% | Tracoe | 10103 | TUBE TRACHEOSTOMY SIZE 3.0 L42MM OD4.8MM ID3.5MM CLEAR POLYMER CUFFLESS NECK STRAP FLEXIBLE MR CONDITIONAL ADULT LATEX FREE TRACOE COMFORT | [10 empty] | X |  |  | X | X | X | X | X | X | X | X | X |  |  | X | X | X | Polymer
| Tubes Tracheostomy/Laryngectomy | ICU Medical Inc | 60P035 | TUBE TRACHEOSTOMY SIZE 3.5 L40MM OD5.3MM ID3.5MM WHITE SILICONE CUFFLESS HYDROPHOBIC HYPOALLERGENIC WIRE REINFORCED REPROCESSIBLE FLEXIBLE IMPROVED FIT INTEGRATED 15MM CONNECTOR MR CONDITIONAL TRACH TIE IMPROVED WEANING CE MARKED STERILE PEDIATRIC LATEX FREE PORTEX BIVONA | Silicone | EA | 1 | 3.95 | 3.95 | 3.95 | 3.95 | 3.95 | 47 | 3.95 | 1 | Alternative | 97% | Medtronic Minimally Invasive | 35PEF | TUBE TRACHEOSTOMY SIZE 3.5 L40MM OD5.4MM ID3.5MM WHITE POLYVINYLCHLORIDE DEHP FREE CUFFLESS INTEGRATED CONNECTOR TRANSPARENT FLANGE TAPE TIE RECESS PROMOTE AIRFLOW FLEXIBLE MR CONDITIONAL PEDIATRIC LATEX FREE DISPOSABLE SHILEY | EA | 1 | 39.91 | 45.5 | 45.96 | 46.43 | 55.2 | 101 | 60357.95 | 1307 | X | X | X | X | X | X | X | X | X | X | X | X |  | X | X | X | X | PVC
| Tubes Tracheostomy/Laryngectomy | ICU Medical Inc | 60P035 | TUBE TRACHEOSTOMY SIZE 3.5 L40MM OD5.3MM ID3.5MM WHITE SILICONE CUFFLESS HYDROPHOBIC HYPOALLERGENIC WIRE REINFORCED REPROCESSIBLE FLEXIBLE IMPROVED FIT INTEGRATED 15MM CONNECTOR MR CONDITIONAL TRACH TIE IMPROVED WEANING CE MARKED STERILE PEDIATRIC LATEX FREE PORTEX BIVONA | Silicone | EA | 1 | 3.95 | 3.95 | 3.95 | 3.95 | 3.95 | 47 | 3.95 | 1 | Alternative | 97% | Medtronic Minimally Invasive | 35PEF | TUBE TRACHEOSTOMY SIZE 3.5 L40MM OD5.4MM ID3.5MM WHITE POLYVINYLCHLORIDE DEHP FREE CUFFLESS INTEGRATED CONNECTOR TRANSPARENT FLANGE TAPE TIE RECESS PROMOTE AIRFLOW FLEXIBLE MR CONDITIONAL PEDIATRIC LATEX FREE DISPOSABLE SHILEY | BX |  | 29.07 | 29.07 | 45.04 | 45.04 | 46.64 | 8 | 1884.2 | 50 | X | X | X | X | X | X | X | X | X | X | X | X |  | X | X | X | X | PVC
| Tubes Tracheostomy/Laryngectomy | ICU Medical Inc | 60P035 | TUBE TRACHEOSTOMY SIZE 3.5 L40MM OD5.3MM ID3.5MM WHITE SILICONE CUFFLESS HYDROPHOBIC HYPOALLERGENIC WIRE REINFORCED REPROCESSIBLE FLEXIBLE IMPROVED FIT INTEGRATED 15MM CONNECTOR MR CONDITIONAL TRACH TIE IMPROVED WEANING CE MARKED STERILE PEDIATRIC LATEX FREE PORTEX BIVONA | Silicone | EA | 1 | 3.95 | 3.95 | 3.95 | 3.95 | 3.95 | 47 | 3.95 | 1 | Alternative | 97% | Medtronic Minimally Invasive | 35PEF | TUBE TRACHEOSTOMY SIZE 3.5 L40MM OD5.4MM ID3.5MM WHITE POLYVINYLCHLORIDE DEHP FREE CUFFLESS INTEGRATED CONNECTOR TRANSPARENT FLANGE TAPE TIE RECESS PROMOTE AIRFLOW FLEXIBLE MR CONDITIONAL PEDIATRIC LATEX FREE DISPOSABLE SHILEY | CS |  | 31.85 | 31.85 | 31.85 | 31.85 | 31.85 | 1 | 445.9 | 14 | X | X | X | X | X | X | X | X | X | X | X | X |  | X | X | X | X | PVC
| Tubes Tracheostomy/Laryngectomy | ICU Medical Inc | 60P035 | TUBE TRACHEOSTOMY SIZE 3.5 L40MM OD5.3MM ID3.5MM WHITE SILICONE CUFFLESS HYDROPHOBIC HYPOALLERGENIC WIRE REINFORCED REPROCESSIBLE FLEXIBLE IMPROVED FIT INTEGRATED 15MM CONNECTOR MR CONDITIONAL TRACH TIE IMPROVED WEANING CE MARKED STERILE PEDIATRIC LATEX FREE PORTEX BIVONA | Silicone | EA | 1 | 3.95 | 3.95 | 3.95 | 3.95 | 3.95 | 47 | 3.95 | 1 | Alternative | 97% | Medtronic Minimally Invasive | 35PEFP | TUBE TRACHEOSTOMY SIZE 3.5 L40MM OD5.4MM ID3.5MM WHITE POLYVINYLCHLORIDE DEHP FREE CUFFLESS INTEGRATED CONNECTOR TRANSPARENT FLANGE TAPE TIE RECESS PROMOTE AIRFLOW FLEXIBLE MR CONDITIONAL PEDIATRIC LATEX FREE DISPOSABLE SHILEY | [10 empty] | X | X | X | X | X | X | X | X | X | X | X | X |  | X | X | X | X | PVC
| Tubes Tracheostomy/Laryngectomy | ICU Medical Inc | 60P035 | TUBE TRACHEOSTOMY SIZE 3.5 L40MM OD5.3MM ID3.5MM WHITE SILICONE CUFFLESS HYDROPHOBIC HYPOALLERGENIC WIRE REINFORCED REPROCESSIBLE FLEXIBLE IMPROVED FIT INTEGRATED 15MM CONNECTOR MR CONDITIONAL TRACH TIE IMPROVED WEANING CE MARKED STERILE PEDIATRIC LATEX FREE PORTEX BIVONA | Silicone | EA | 1 | 3.95 | 3.95 | 3.95 | 3.95 | 3.95 | 47 | 3.95 | 1 | Alternative | 95% | Tracoe | 37035 | TUBE TRACHEOSTOMY SIZE 3.5 L40MM OD5.4MM ID3.5MM WHITE SILICONE DEHP FREE CUFFLESS KINK RESISTANT THERMALLY STABLE NECK STRAP RING OBTURATOR MR CONDITIONAL RADIOPAQUE VERY SOFT TUBE TIP STERILE PEDIATRIC LATEX FREE TRACOE Silcosoft | EA | 1 | 63 | 63 | 63 | 68 | 68 | 3 | 3185 | 50 | X | X | X | X | X | X | X | X | X | X | X | X | X |  | X | X |  | Silicone
| Tubes Tracheostomy/Laryngectomy | ICU Medical Inc | 60P035 | TUBE TRACHEOSTOMY SIZE 3.5 L40MM OD5.3MM ID3.5MM WHITE SILICONE CUFFLESS HYDROPHOBIC HYPOALLERGENIC WIRE REINFORCED REPROCESSIBLE FLEXIBLE IMPROVED FIT INTEGRATED 15MM CONNECTOR MR CONDITIONAL TRACH TIE IMPROVED WEANING CE MARKED STERILE PEDIATRIC LATEX FREE PORTEX BIVONA | Silicone | EA | 1 | 3.95 | 3.95 | 3.95 | 3.95 | 3.95 | 47 | 3.95 | 1 | Alternative | 95% | Tracoe | 37135 | TUBE TRACHEOSTOMY SIZE 3.5 L40MM OD5.4MM ID3.5MM WHITE SILICONE DEHP FREE CUFFLESS KINK RESISTANT EXTENDED LENGTH THERMALLY STABLE NECK STRAP RING OBTURATOR MR CONDITIONAL RADIOPAQUE VERY SOFT TUBE TIP STERILE PEDIATRIC LATEX FREE TRACOE Silcosoft | EA | 1 | 91 | 91 | 91 | 91 | 91 | 2 | 12285 | 135 | X | X | X | X | X | X | X | X | X | X | X | X | X |  | X | X |  | Silicone
| Tubes Tracheostomy/Laryngectomy | ICU Medical Inc | 60P035 | TUBE TRACHEOSTOMY SIZE 3.5 L40MM OD5.3MM ID3.5MM WHITE SILICONE CUFFLESS HYDROPHOBIC HYPOALLERGENIC WIRE REINFORCED REPROCESSIBLE FLEXIBLE IMPROVED FIT INTEGRATED 15MM CONNECTOR MR CONDITIONAL TRACH TIE IMPROVED WEANING CE MARKED STERILE PEDIATRIC LATEX FREE PORTEX BIVONA | Silicone | EA | 1 | 3.95 | 3.95 | 3.95 | 3.95 | 3.95 | 47 | 3.95 | 1 | Alternative | 87% | Medtronic Minimally Invasive | 35NEF | TUBE TRACHEOSTOMY SIZE 3.5 L32MM OD5.4MM ID3.5MM WHITE POLYVINYLCHLORIDE DEHP FREE CUFFLESS INTEGRATED CONNECTOR TRANSPARENT FLANGE TAPE TIE RECESS PROMOTE AIRFLOW FLEXIBLE MR CONDITIONAL NEONATAL LATEX FREE DISPOSABLE SHILEY | EA | 1 | 35.66 | 44.8 | 45.89 | 46.64 | 55.02 | 76 | 32874.8879 | 713 | X | X |  | X | X | X | X | X | X | X | X | X |  | X | X | X | X | PVC
| Tubes Tracheostomy/Laryngectomy | ICU Medical Inc | 60P035 | TUBE TRACHEOSTOMY SIZE 3.5 L40MM OD5.3MM ID3.5MM WHITE SILICONE CUFFLESS HYDROPHOBIC HYPOALLERGENIC WIRE REINFORCED REPROCESSIBLE FLEXIBLE IMPROVED FIT INTEGRATED 15MM CONNECTOR MR CONDITIONAL TRACH TIE IMPROVED WEANING CE MARKED STERILE PEDIATRIC LATEX FREE PORTEX BIVONA | Silicone | EA | 1 | 3.95 | 3.95 | 3.95 | 3.95 | 3.95 | 47 | 3.95 | 1 | Alternative | 87% | Medtronic Minimally Invasive | 35PCF | TUBE TRACHEOSTOMY SIZE 3.5 L40MM OD5.4MM ID3.5MM WHITE POLYVINYLCHLORIDE DEHP FREE TAPERGUARD CUFF INTEGRATED CONNECTOR TRANSPARENT FLANGE TAPE TIE RECESS PROMOTE AIRFLOW FLEXIBLE MR CONDITIONAL PEDIATRIC LATEX FREE DISPOSABLE SHILEY | EA | 1 | 46.63 | 58.67 | 64.98 | 67.65 | 73.84 | 31 | 17597.69 | 276 | X | X | X | X | X |  | X | X | X | X | X | X |  | X | X | X | X | PVC
| Tubes Tracheostomy/Laryngectomy | ICU Medical Inc | 60P035 | TUBE TRACHEOSTOMY SIZE 3.5 L40MM OD5.3MM ID3.5MM WHITE SILICONE CUFFLESS HYDROPHOBIC HYPOALLERGENIC WIRE REINFORCED REPROCESSIBLE FLEXIBLE IMPROVED FIT INTEGRATED 15MM CONNECTOR MR CONDITIONAL TRACH TIE IMPROVED WEANING CE MARKED STERILE PEDIATRIC LATEX FREE PORTEX BIVONA | Silicone | EA | 1 | 3.95 | 3.95 | 3.95 | 3.95 | 3.95 | 47 | 3.95 | 1 | Alternative | 87% | Medtronic Minimally Invasive | 35NEF | TUBE TRACHEOSTOMY SIZE 3.5 L32MM OD5.4MM ID3.5MM WHITE POLYVINYLCHLORIDE DEHP FREE CUFFLESS INTEGRATED CONNECTOR TRANSPARENT FLANGE TAPE TIE RECESS PROMOTE AIRFLOW FLEXIBLE MR CONDITIONAL NEONATAL LATEX FREE DISPOSABLE SHILEY | BX |  | 45.84 | 45.84 | 46.43 | 46.43 | 46.43 | 3 | 647.66 | 14 | X | X |  | X | X | X | X | X | X | X | X | X |  | X | X | X | X | PVC
| Tubes Tracheostomy/Laryngectomy | ICU Medical Inc | 60P035 | TUBE TRACHEOSTOMY SIZE 3.5 L40MM OD5.3MM ID3.5MM WHITE SILICONE CUFFLESS HYDROPHOBIC HYPOALLERGENIC WIRE REINFORCED REPROCESSIBLE FLEXIBLE IMPROVED FIT INTEGRATED 15MM CONNECTOR MR CONDITIONAL TRACH TIE IMPROVED WEANING CE MARKED STERILE PEDIATRIC LATEX FREE PORTEX BIVONA | Silicone | EA | 1 | 3.95 | 3.95 | 3.95 | 3.95 | 3.95 | 47 | 3.95 | 1 | Alternative | 87% | Medtronic Minimally Invasive | 35PCF | TUBE TRACHEOSTOMY SIZE 3.5 L40MM OD5.4MM ID3.5MM WHITE POLYVINYLCHLORIDE DEHP FREE TAPERGUARD CUFF INTEGRATED CONNECTOR TRANSPARENT FLANGE TAPE TIE RECESS PROMOTE AIRFLOW FLEXIBLE MR CONDITIONAL PEDIATRIC LATEX FREE DISPOSABLE SHILEY | BX |  | 56.81 | 56.81 | 56.81 | 56.81 | 56.81 | 1 | 340.86 | 6 | X | X | X | X | X |  | X | X | X | X | X | X |  | X | X | X | X | PVC
| Tubes Tracheostomy/Laryngectomy | ICU Medical Inc | 60P035 | TUBE TRACHEOSTOMY SIZE 3.5 L40MM OD5.3MM ID3.5MM WHITE SILICONE CUFFLESS HYDROPHOBIC HYPOALLERGENIC WIRE REINFORCED REPROCESSIBLE FLEXIBLE IMPROVED FIT INTEGRATED 15MM CONNECTOR MR CONDITIONAL TRACH TIE IMPROVED WEANING CE MARKED STERILE PEDIATRIC LATEX FREE PORTEX BIVONA | Silicone | EA | 1 | 3.95 | 3.95 | 3.95 | 3.95 | 3.95 | 47 | 3.95 | 1 | Alternative | 87% | Medtronic Minimally Invasive | 35NEFP | TUBE TRACHEOSTOMY SIZE 3.5 L32MM OD5.4MM ID3.5MM WHITE POLYVINYLCHLORIDE DEHP FREE CUFFLESS INTEGRATED CONNECTOR TRANSPARENT FLANGE TAPE TIE RECESS PROMOTE AIRFLOW FLEXIBLE MR CONDITIONAL NEONATAL LATEX FREE DISPOSABLE SHILEY | [10 empty] | X | X |  | X | X | X | X | X | X | X | X | X |  | X | X | X | X | PVC
| Tubes Tracheostomy/Laryngectomy | ICU Medical Inc | 60P035 | TUBE TRACHEOSTOMY SIZE 3.5 L40MM OD5.3MM ID3.5MM WHITE SILICONE CUFFLESS HYDROPHOBIC HYPOALLERGENIC WIRE REINFORCED REPROCESSIBLE FLEXIBLE IMPROVED FIT INTEGRATED 15MM CONNECTOR MR CONDITIONAL TRACH TIE IMPROVED WEANING CE MARKED STERILE PEDIATRIC LATEX FREE PORTEX BIVONA | Silicone | EA | 1 | 3.95 | 3.95 | 3.95 | 3.95 | 3.95 | 47 | 3.95 | 1 | Alternative | 85% | Tracoe | 37335 | TUBE TRACHEOSTOMY SIZE 3.5 L40MM OD5.4MM ID3.5MM WHITE SILICONE DEHP FREE KINK RESISTANT EXTENDED LENGTH THERMALLY STABLE NECK STRAP RING OBTURATOR MR CONDITIONAL RADIOPAQUE VERY SOFT TUBE TIP STERILE PEDIATRIC LATEX FREE TRACOE Silcosoft | EA | 1 | 200 | 204 | 206 | 212 | 212 | 6 | 87750 | 428 | X | X | X | X | X |  | X | X | X | X | X | X | X |  | X | X |  | Silicone
| Tubes Tracheostomy/Laryngectomy | ICU Medical Inc | 60P035 | TUBE TRACHEOSTOMY SIZE 3.5 L40MM OD5.3MM ID3.5MM WHITE SILICONE CUFFLESS HYDROPHOBIC HYPOALLERGENIC WIRE REINFORCED REPROCESSIBLE FLEXIBLE IMPROVED FIT INTEGRATED 15MM CONNECTOR MR CONDITIONAL TRACH TIE IMPROVED WEANING CE MARKED STERILE PEDIATRIC LATEX FREE PORTEX BIVONA | Silicone | EA | 1 | 3.95 | 3.95 | 3.95 | 3.95 | 3.95 | 47 | 3.95 | 1 | Alternative | 85% | Tracoe | 36135 | TUBE TRACHEOSTOMY SIZE 3.5 L34MM OD5.4MM ID3.5MM WHITE SILICONE DEHP FREE CUFFLESS KINK RESISTANT EXTENDED LENGTH THERMALLY STABLE NECK STRAP RING OBTURATOR MR CONDITIONAL RADIOPAQUE VERY SOFT TUBE TIP STERILE NEONATAL LATEX FREE TRACOE Silcosoft | EA | 1 | 127.25 | 127.25 | 128.5 | 129 | 133 | 4 | 6946 | 54 | X | X |  | X | X | X | X | X | X | X | X | X | X |  | X | X |  | Silicone
| Tubes Tracheostomy/Laryngectomy | ICU Medical Inc | 60P035 | TUBE TRACHEOSTOMY SIZE 3.5 L40MM OD5.3MM ID3.5MM WHITE SILICONE CUFFLESS HYDROPHOBIC HYPOALLERGENIC WIRE REINFORCED REPROCESSIBLE FLEXIBLE IMPROVED FIT INTEGRATED 15MM CONNECTOR MR CONDITIONAL TRACH TIE IMPROVED WEANING CE MARKED STERILE PEDIATRIC LATEX FREE PORTEX BIVONA | Silicone | EA | 1 | 3.95 | 3.95 | 3.95 | 3.95 | 3.95 | 47 | 3.95 | 1 | Alternative | 85% | Tracoe | 36035 | TUBE TRACHEOSTOMY SIZE 3.5 L34MM OD5.4MM ID3.5MM WHITE SILICONE DEHP FREE CUFFLESS KINK RESISTANT THERMALLY STABLE NECK STRAP RING OBTURATOR MR CONDITIONAL RADIOPAQUE VERY SOFT TUBE TIP STERILE NEONATAL LATEX FREE TRACOE Silcosoft | EA | 1 | 63 | 63 | 63 | 68 | 68 | 3 | 1653 | 26 | X | X |  | X | X | X | X | X | X | X | X | X | X |  | X | X |  | Silicone
| Tubes Tracheostomy/Laryngectomy | ICU Medical Inc | 60P035 | TUBE TRACHEOSTOMY SIZE 3.5 L40MM OD5.3MM ID3.5MM WHITE SILICONE CUFFLESS HYDROPHOBIC HYPOALLERGENIC WIRE REINFORCED REPROCESSIBLE FLEXIBLE IMPROVED FIT INTEGRATED 15MM CONNECTOR MR CONDITIONAL TRACH TIE IMPROVED WEANING CE MARKED STERILE PEDIATRIC LATEX FREE PORTEX BIVONA | Silicone | EA | 1 | 3.95 | 3.95 | 3.95 | 3.95 | 3.95 | 47 | 3.95 | 1 | Alternative | 85% | Tracoe | 37235 | TUBE TRACHEOSTOMY SIZE 3.5 L40MM OD5.4MM ID3.5MM WHITE SILICONE DEHP FREE WATER CUFF KINK RESISTANT THERMALLY STABLE NECK STRAP RING OBTURATOR MR CONDITIONAL RADIOPAQUE VERY SOFT TUBE TIP STERILE PEDIATRIC LATEX FREE TRACOE Silcosoft | EA | 1 | 183 | 183 | 183 | 194 | 194 | 2 | 10468 | 56 | X | X | X | X | X |  | X | X | X | X | X | X | X |  | X | X |  | Silicone
| Tubes Tracheostomy/Laryngectomy | ICU Medical Inc | 60P035 | TUBE TRACHEOSTOMY SIZE 3.5 L40MM OD5.3MM ID3.5MM WHITE SILICONE CUFFLESS HYDROPHOBIC HYPOALLERGENIC WIRE REINFORCED REPROCESSIBLE FLEXIBLE IMPROVED FIT INTEGRATED 15MM CONNECTOR MR CONDITIONAL TRACH TIE IMPROVED WEANING CE MARKED STERILE PEDIATRIC LATEX FREE PORTEX BIVONA | Silicone | EA | 1 | 3.95 | 3.95 | 3.95 | 3.95 | 3.95 | 47 | 3.95 | 1 | Alternative | 84% | Tracoe | 35535 | TUBE TRACHEOSTOMY SIZE 3.5 L40MM OD5MM ID3.5MM CUFFLESS OBTURATOR INTEGRATED 15MM CONNECTOR NECK STRAP FUNNEL SHAPED INNER DESIGN THIN WALL STERILE PEDIATRIC LATEX FREE TRACOE MINI | EA | 1 | 35.54 | 35.54 | 36 | 41.5 | 41.5 | 3 | 1578.18 | 41 | X |  | X | X | X | X | X | X | X | X | X | X |  |  | X | X | X | Silicone
| Tubes Tracheostomy/Laryngectomy | ICU Medical Inc | 60P035 | TUBE TRACHEOSTOMY SIZE 3.5 L40MM OD5.3MM ID3.5MM WHITE SILICONE CUFFLESS HYDROPHOBIC HYPOALLERGENIC WIRE REINFORCED REPROCESSIBLE FLEXIBLE IMPROVED FIT INTEGRATED 15MM CONNECTOR MR CONDITIONAL TRACH TIE IMPROVED WEANING CE MARKED STERILE PEDIATRIC LATEX FREE PORTEX BIVONA | Silicone | EA | 1 | 3.95 | 3.95 | 3.95 | 3.95 | 3.95 | 47 | 3.95 | 1 | Alternative | 78% | Medtronic Minimally Invasive | 40PEF | TUBE TRACHEOSTOMY SIZE 4.0 L41MM OD6MM ID4MM WHITE POLYVINYLCHLORIDE DEHP FREE CUFFLESS INTEGRATED CONNECTOR TRANSPARENT FLANGE TAPE TIE RECESS PROMOTE AIRFLOW FLEXIBLE MR CONDITIONAL PEDIATRIC LATEX FREE DISPOSABLE SHILEY | EA | 1 | 36.39 | 44.8 | 45.5 | 46.43 | 55.2 | 114 | 67766.96 | 1465 |  |  | X | X | X | X | X | X | X | X | X | X |  | X | X | X | X | PVC
| Tubes Tracheostomy/Laryngectomy | ICU Medical Inc | 60P035 | TUBE TRACHEOSTOMY SIZE 3.5 L40MM OD5.3MM ID3.5MM WHITE SILICONE CUFFLESS HYDROPHOBIC HYPOALLERGENIC WIRE REINFORCED REPROCESSIBLE FLEXIBLE IMPROVED FIT INTEGRATED 15MM CONNECTOR MR CONDITIONAL TRACH TIE IMPROVED WEANING CE MARKED STERILE PEDIATRIC LATEX FREE PORTEX BIVONA | Silicone | EA | 1 | 3.95 | 3.95 | 3.95 | 3.95 | 3.95 | 47 | 3.95 | 1 | Alternative | 78% | Medtronic Minimally Invasive | 30PEF | TUBE TRACHEOSTOMY SIZE 3.0 L39MM OD4.8MM ID3MM WHITE POLYVINYLCHLORIDE DEHP FREE CUFFLESS INTEGRATED CONNECTOR TRANSPARENT FLANGE TAPE TIE RECESS PROMOTE AIRFLOW FLEXIBLE MR CONDITIONAL PEDIATRIC LATEX FREE DISPOSABLE SHILEY | EA | 1 | 34.33 | 45.07 | 46.41 | 46.43 | 53.82 | 87 | 40945.4418 | 884 |  |  | X | X | X | X | X | X | X | X | X | X |  | X | X | X | X | PVC
| Tubes Tracheostomy/Laryngectomy | ICU Medical Inc | 60P035 | TUBE TRACHEOSTOMY SIZE 3.5 L40MM OD5.3MM ID3.5MM WHITE SILICONE CUFFLESS HYDROPHOBIC HYPOALLERGENIC WIRE REINFORCED REPROCESSIBLE FLEXIBLE IMPROVED FIT INTEGRATED 15MM CONNECTOR MR CONDITIONAL TRACH TIE IMPROVED WEANING CE MARKED STERILE PEDIATRIC LATEX FREE PORTEX BIVONA | Silicone | EA | 1 | 3.95 | 3.95 | 3.95 | 3.95 | 3.95 | 47 | 3.95 | 1 | Alternative | 78% | Medtronic Minimally Invasive | 35NCF | TUBE TRACHEOSTOMY SIZE 3.5 L32MM OD5.4MM ID3.5MM WHITE POLYVINYLCHLORIDE DEHP FREE TAPERGUARD CUFF INTEGRATED CONNECTOR TRANSPARENT FLANGE TAPE TIE RECESS PROMOTE AIRFLOW FLEXIBLE MR CONDITIONAL NEONATAL LATEX FREE DISPOSABLE SHILEY | EA | 1 | 45.8967 | 56.8 | 60.54 | 66.95 | 72.12 | 14 | 5120.9701 | 80 | X | X |  | X | X |  | X | X | X | X | X | X |  | X | X | X | X | PVC
| Tubes Tracheostomy/Laryngectomy | ICU Medical Inc | 60P035 | TUBE TRACHEOSTOMY SIZE 3.5 L40MM OD5.3MM ID3.5MM WHITE SILICONE CUFFLESS HYDROPHOBIC HYPOALLERGENIC WIRE REINFORCED REPROCESSIBLE FLEXIBLE IMPROVED FIT INTEGRATED 15MM CONNECTOR MR CONDITIONAL TRACH TIE IMPROVED WEANING CE MARKED STERILE PEDIATRIC LATEX FREE PORTEX BIVONA | Silicone | EA | 1 | 3.95 | 3.95 | 3.95 | 3.95 | 3.95 | 47 | 3.95 | 1 | Alternative | 78% | Medtronic Minimally Invasive | 40PEF | TUBE TRACHEOSTOMY SIZE 4.0 L41MM OD6MM ID4MM WHITE POLYVINYLCHLORIDE DEHP FREE CUFFLESS INTEGRATED CONNECTOR TRANSPARENT FLANGE TAPE TIE RECESS PROMOTE AIRFLOW FLEXIBLE MR CONDITIONAL PEDIATRIC LATEX FREE DISPOSABLE SHILEY | BX |  | 40.31 | 42.77 | 45.04 | 45.5 | 46.43 | 8 | 2508.61 | 57 |  |  | X | X | X | X | X | X | X | X | X | X |  | X | X | X | X | PVC
| Tubes Tracheostomy/Laryngectomy | ICU Medical Inc | 60P035 | TUBE TRACHEOSTOMY SIZE 3.5 L40MM OD5.3MM ID3.5MM WHITE SILICONE CUFFLESS HYDROPHOBIC HYPOALLERGENIC WIRE REINFORCED REPROCESSIBLE FLEXIBLE IMPROVED FIT INTEGRATED 15MM CONNECTOR MR CONDITIONAL TRACH TIE IMPROVED WEANING CE MARKED STERILE PEDIATRIC LATEX FREE PORTEX BIVONA | Silicone | EA | 1 | 3.95 | 3.95 | 3.95 | 3.95 | 3.95 | 47 | 3.95 | 1 | Alternative | 78% | Medtronic Minimally Invasive | 25PEF | TUBE TRACHEOSTOMY SIZE 2.5 L39MM OD4.2MM ID2.5MM WHITE POLYVINYLCHLORIDE DEHP FREE CUFFLESS INTEGRATED CONNECTOR TRANSPARENT FLANGE TAPE TIE RECESS PROMOTE AIRFLOW FLEXIBLE MR CONDITIONAL PEDIATRIC LATEX FREE DISPOSABLE SHILEY | EA | 1 | 39.91 | 44.8 | 45.5 | 46.43 | 46.43 | 7 | 1353.07 | 30 |  |  | X | X | X | X | X | X | X | X | X | X |  | X | X | X | X | PVC
| Tubes Tracheostomy/Laryngectomy | ICU Medical Inc | 60P035 | TUBE TRACHEOSTOMY SIZE 3.5 L40MM OD5.3MM ID3.5MM WHITE SILICONE CUFFLESS HYDROPHOBIC HYPOALLERGENIC WIRE REINFORCED REPROCESSIBLE FLEXIBLE IMPROVED FIT INTEGRATED 15MM CONNECTOR MR CONDITIONAL TRACH TIE IMPROVED WEANING CE MARKED STERILE PEDIATRIC LATEX FREE PORTEX BIVONA | Silicone | EA | 1 | 3.95 | 3.95 | 3.95 | 3.95 | 3.95 | 47 | 3.95 | 1 | Alternative | 78% | Medtronic Minimally Invasive | 30PEF | TUBE TRACHEOSTOMY SIZE 3.0 L39MM OD4.8MM ID3MM WHITE POLYVINYLCHLORIDE DEHP FREE CUFFLESS INTEGRATED CONNECTOR TRANSPARENT FLANGE TAPE TIE RECESS PROMOTE AIRFLOW FLEXIBLE MR CONDITIONAL PEDIATRIC LATEX FREE DISPOSABLE SHILEY | BX |  | 39.91 | 39.91 | 40.8 | 45.84 | 46.43 | 4 | 706.41 | 16 |  |  | X | X | X | X | X | X | X | X | X | X |  | X | X | X | X | PVC
| Tubes Tracheostomy/Laryngectomy | ICU Medical Inc | 60P035 | TUBE TRACHEOSTOMY SIZE 3.5 L40MM OD5.3MM ID3.5MM WHITE SILICONE CUFFLESS HYDROPHOBIC HYPOALLERGENIC WIRE REINFORCED REPROCESSIBLE FLEXIBLE IMPROVED FIT INTEGRATED 15MM CONNECTOR MR CONDITIONAL TRACH TIE IMPROVED WEANING CE MARKED STERILE PEDIATRIC LATEX FREE PORTEX BIVONA | Silicone | EA | 1 | 3.95 | 3.95 | 3.95 | 3.95 | 3.95 | 47 | 3.95 | 1 | Alternative | 78% | Medtronic Minimally Invasive | 30PEF | TUBE TRACHEOSTOMY SIZE 3.0 L39MM OD4.8MM ID3MM WHITE POLYVINYLCHLORIDE DEHP FREE CUFFLESS INTEGRATED CONNECTOR TRANSPARENT FLANGE TAPE TIE RECESS PROMOTE AIRFLOW FLEXIBLE MR CONDITIONAL PEDIATRIC LATEX FREE DISPOSABLE SHILEY | PK |  | 46.43 | 46.43 | 46.43 | 46.43 | 46.43 | 1 | 46.43 | 1 |  |  | X | X | X | X | X | X | X | X | X | X |  | X | X | X | X | PVC
| Tubes Tracheostomy/Laryngectomy | ICU Medical Inc | 60P035 | TUBE TRACHEOSTOMY SIZE 3.5 L40MM OD5.3MM ID3.5MM WHITE SILICONE CUFFLESS HYDROPHOBIC HYPOALLERGENIC WIRE REINFORCED REPROCESSIBLE FLEXIBLE IMPROVED FIT INTEGRATED 15MM CONNECTOR MR CONDITIONAL TRACH TIE IMPROVED WEANING CE MARKED STERILE PEDIATRIC LATEX FREE PORTEX BIVONA | Silicone | EA | 1 | 3.95 | 3.95 | 3.95 | 3.95 | 3.95 | 47 | 3.95 | 1 | Alternative | 78% | Medtronic Minimally Invasive | 40PEF | TUBE TRACHEOSTOMY SIZE 4.0 L41MM OD6MM ID4MM WHITE POLYVINYLCHLORIDE DEHP FREE CUFFLESS INTEGRATED CONNECTOR TRANSPARENT FLANGE TAPE TIE RECESS PROMOTE AIRFLOW FLEXIBLE MR CONDITIONAL PEDIATRIC LATEX FREE DISPOSABLE SHILEY | CS |  | 45.5 | 45.5 | 45.5 | 45.5 | 45.5 | 1 | 91 | 2 |  |  | X | X | X | X | X | X | X | X | X | X |  | X | X | X | X | PVC
| Tubes Tracheostomy/Laryngectomy | ICU Medical Inc | 60P035 | TUBE TRACHEOSTOMY SIZE 3.5 L40MM OD5.3MM ID3.5MM WHITE SILICONE CUFFLESS HYDROPHOBIC HYPOALLERGENIC WIRE REINFORCED REPROCESSIBLE FLEXIBLE IMPROVED FIT INTEGRATED 15MM CONNECTOR MR CONDITIONAL TRACH TIE IMPROVED WEANING CE MARKED STERILE PEDIATRIC LATEX FREE PORTEX BIVONA | Silicone | EA | 1 | 3.95 | 3.95 | 3.95 | 3.95 | 3.95 | 47 | 3.95 | 1 | Alternative | 78% | Medtronic Minimally Invasive | 30PEF | TUBE TRACHEOSTOMY SIZE 3.0 L39MM OD4.8MM ID3MM WHITE POLYVINYLCHLORIDE DEHP FREE CUFFLESS INTEGRATED CONNECTOR TRANSPARENT FLANGE TAPE TIE RECESS PROMOTE AIRFLOW FLEXIBLE MR CONDITIONAL PEDIATRIC LATEX FREE DISPOSABLE SHILEY | BG |  | 230.85 | 230.85 | 230.85 | 230.85 | 230.85 | 1 | 2308.5 | 10 |  |  | X | X | X | X | X | X | X | X | X | X |  | X | X | X | X | PVC
| Tubes Tracheostomy/Laryngectomy | ICU Medical Inc | 60P035 | TUBE TRACHEOSTOMY SIZE 3.5 L40MM OD5.3MM ID3.5MM WHITE SILICONE CUFFLESS HYDROPHOBIC HYPOALLERGENIC WIRE REINFORCED REPROCESSIBLE FLEXIBLE IMPROVED FIT INTEGRATED 15MM CONNECTOR MR CONDITIONAL TRACH TIE IMPROVED WEANING CE MARKED STERILE PEDIATRIC LATEX FREE PORTEX BIVONA | Silicone | EA | 1 | 3.95 | 3.95 | 3.95 | 3.95 | 3.95 | 47 | 3.95 | 1 | Alternative | 78% | Medtronic Minimally Invasive | 30PEFP | TUBE TRACHEOSTOMY SIZE 3.0 L39MM OD4.8MM ID3MM WHITE POLYVINYLCHLORIDE DEHP FREE CUFFLESS INTEGRATED CONNECTOR TRANSPARENT FLANGE TAPE TIE RECESS PROMOTE AIRFLOW FLEXIBLE MR CONDITIONAL PEDIATRIC LATEX FREE DISPOSABLE SHILEY | [12 empty] | X | X | X | X | X | X | X | X | X | X |  | X | X | X | X | PVC
| Tubes Tracheostomy/Laryngectomy | ICU Medical Inc | 60P035 | TUBE TRACHEOSTOMY SIZE 3.5 L40MM OD5.3MM ID3.5MM WHITE SILICONE CUFFLESS HYDROPHOBIC HYPOALLERGENIC WIRE REINFORCED REPROCESSIBLE FLEXIBLE IMPROVED FIT INTEGRATED 15MM CONNECTOR MR CONDITIONAL TRACH TIE IMPROVED WEANING CE MARKED STERILE PEDIATRIC LATEX FREE PORTEX BIVONA | Silicone | EA | 1 | 3.95 | 3.95 | 3.95 | 3.95 | 3.95 | 47 | 3.95 | 1 | Alternative | 78% | Medtronic Minimally Invasive | 40PEFP | TUBE TRACHEOSTOMY SIZE 4.0 L41MM OD6MM ID4MM WHITE POLYVINYLCHLORIDE DEHP FREE CUFFLESS INTEGRATED CONNECTOR TRANSPARENT FLANGE TAPE TIE RECESS PROMOTE AIRFLOW FLEXIBLE MR CONDITIONAL PEDIATRIC LATEX FREE DISPOSABLE SHILEY | [12 empty] | X | X | X | X | X | X | X | X | X | X |  | X | X | X | X | PVC
| Tubes Tracheostomy/Laryngectomy | ICU Medical Inc | 60P035 | TUBE TRACHEOSTOMY SIZE 3.5 L40MM OD5.3MM ID3.5MM WHITE SILICONE CUFFLESS HYDROPHOBIC HYPOALLERGENIC WIRE REINFORCED REPROCESSIBLE FLEXIBLE IMPROVED FIT INTEGRATED 15MM CONNECTOR MR CONDITIONAL TRACH TIE IMPROVED WEANING CE MARKED STERILE PEDIATRIC LATEX FREE PORTEX BIVONA | Silicone | EA | 1 | 3.95 | 3.95 | 3.95 | 3.95 | 3.95 | 47 | 3.95 | 1 | Alternative | 76% | Tracoe | 36335 | TUBE TRACHEOSTOMY SIZE 3.5 L34MM OD5.4MM ID3.5MM WHITE SILICONE DEHP FREE KINK RESISTANT EXTENDED LENGTH THERMALLY STABLE NECK STRAP RING OBTURATOR MR CONDITIONAL RADIOPAQUE VERY SOFT TUBE TIP STERILE NEONATAL LATEX FREE TRACOE Silcosoft | EA | 1 | 204 | 206 | 206 | 212 | 212 | 5 | 28356 | 138 | X | X |  | X | X |  | X | X | X | X | X | X | X |  | X | X |  | Silicone
| Tubes Tracheostomy/Laryngectomy | ICU Medical Inc | 60P035 | TUBE TRACHEOSTOMY SIZE 3.5 L40MM OD5.3MM ID3.5MM WHITE SILICONE CUFFLESS HYDROPHOBIC HYPOALLERGENIC WIRE REINFORCED REPROCESSIBLE FLEXIBLE IMPROVED FIT INTEGRATED 15MM CONNECTOR MR CONDITIONAL TRACH TIE IMPROVED WEANING CE MARKED STERILE PEDIATRIC LATEX FREE PORTEX BIVONA | Silicone | EA | 1 | 3.95 | 3.95 | 3.95 | 3.95 | 3.95 | 47 | 3.95 | 1 | Alternative | 76% | Tracoe | 37040 | TUBE TRACHEOSTOMY SIZE 4.0 L41MM OD6MM ID4MM WHITE SILICONE DEHP FREE CUFFLESS KINK RESISTANT THERMALLY STABLE NECK STRAP RING OBTURATOR MR CONDITIONAL RADIOPAQUE VERY SOFT TUBE TIP STERILE PEDIATRIC LATEX FREE TRACOE Silcosoft | EA | 1 | 63 | 63 | 63 | 68 | 68 | 4 | 3661 | 57 |  |  | X | X | X | X | X | X | X | X | X | X | X |  | X | X |  | Silicone
| Tubes Tracheostomy/Laryngectomy | ICU Medical Inc | 60P035 | TUBE TRACHEOSTOMY SIZE 3.5 L40MM OD5.3MM ID3.5MM WHITE SILICONE CUFFLESS HYDROPHOBIC HYPOALLERGENIC WIRE REINFORCED REPROCESSIBLE FLEXIBLE IMPROVED FIT INTEGRATED 15MM CONNECTOR MR CONDITIONAL TRACH TIE IMPROVED WEANING CE MARKED STERILE PEDIATRIC LATEX FREE PORTEX BIVONA | Silicone | EA | 1 | 3.95 | 3.95 | 3.95 | 3.95 | 3.95 | 47 | 3.95 | 1 | Alternative | 76% | Tracoe | 37140 | TUBE TRACHEOSTOMY SIZE 4.0 L41MM OD6MM ID4MM WHITE SILICONE DEHP FREE CUFFLESS KINK RESISTANT EXTENDED LENGTH THERMALLY STABLE NECK STRAP RING OBTURATOR MR CONDITIONAL RADIOPAQUE VERY SOFT TUBE TIP STERILE PEDIATRIC LATEX FREE TRACOE Silcosoft | EA | 1 | 68 | 68 | 91 | 91 | 91 | 3 | 5686 | 64 |  |  | X | X | X | X | X | X | X | X | X | X | X |  | X | X |  | Silicone
| Tubes Tracheostomy/Laryngectomy | ICU Medical Inc | 60P035 | TUBE TRACHEOSTOMY SIZE 3.5 L40MM OD5.3MM ID3.5MM WHITE SILICONE CUFFLESS HYDROPHOBIC HYPOALLERGENIC WIRE REINFORCED REPROCESSIBLE FLEXIBLE IMPROVED FIT INTEGRATED 15MM CONNECTOR MR CONDITIONAL TRACH TIE IMPROVED WEANING CE MARKED STERILE PEDIATRIC LATEX FREE PORTEX BIVONA | Silicone | EA | 1 | 3.95 | 3.95 | 3.95 | 3.95 | 3.95 | 47 | 3.95 | 1 | Alternative | 76% | Tracoe | 37030 | TUBE TRACHEOSTOMY SIZE 3.0 L39MM OD4.9MM ID3MM WHITE SILICONE DEHP FREE CUFFLESS KINK RESISTANT THERMALLY STABLE NECK STRAP RING OBTURATOR MR CONDITIONAL RADIOPAQUE VERY SOFT TUBE TIP STERILE PEDIATRIC LATEX FREE TRACOE Silcosoft | EA | 1 | 63 | 63 | 63 | 63 | 63 | 2 | 1260 | 20 |  |  | X | X | X | X | X | X | X | X | X | X | X |  | X | X |  | Silicone
| Tubes Tracheostomy/Laryngectomy | ICU Medical Inc | 60P035 | TUBE TRACHEOSTOMY SIZE 3.5 L40MM OD5.3MM ID3.5MM WHITE SILICONE CUFFLESS HYDROPHOBIC HYPOALLERGENIC WIRE REINFORCED REPROCESSIBLE FLEXIBLE IMPROVED FIT INTEGRATED 15MM CONNECTOR MR CONDITIONAL TRACH TIE IMPROVED WEANING CE MARKED STERILE PEDIATRIC LATEX FREE PORTEX BIVONA | Silicone | EA | 1 | 3.95 | 3.95 | 3.95 | 3.95 | 3.95 | 47 | 3.95 | 1 | Alternative | 76% | Tracoe | 36235 | TUBE TRACHEOSTOMY SIZE 3.5 L34MM OD5.4MM ID3.5MM WHITE SILICONE DEHP FREE WATER CUFF KINK RESISTANT THERMALLY STABLE NECK STRAP RING OBTURATOR MR CONDITIONAL RADIOPAQUE VERY SOFT TUBE TIP STERILE NEONATAL LATEX FREE TRACOE Silcosoft | EA | 1 | 183.85 | 183.85 | 183.85 | 194 | 194 | 2 | 1327.55 | 7 | X | X |  | X | X |  | X | X | X | X | X | X | X |  | X | X |  | Silicone
| Tubes Tracheostomy/Laryngectomy | ICU Medical Inc | 60P035 | TUBE TRACHEOSTOMY SIZE 3.5 L40MM OD5.3MM ID3.5MM WHITE SILICONE CUFFLESS HYDROPHOBIC HYPOALLERGENIC WIRE REINFORCED REPROCESSIBLE FLEXIBLE IMPROVED FIT INTEGRATED 15MM CONNECTOR MR CONDITIONAL TRACH TIE IMPROVED WEANING CE MARKED STERILE PEDIATRIC LATEX FREE PORTEX BIVONA | Silicone | EA | 1 | 3.95 | 3.95 | 3.95 | 3.95 | 3.95 | 47 | 3.95 | 1 | Alternative | 76% | Tracoe | 37130 | TUBE TRACHEOSTOMY SIZE 3.0 L39MM OD4.9MM ID3MM WHITE SILICONE DEHP FREE CUFFLESS KINK RESISTANT EXTENDED LENGTH THERMALLY STABLE NECK STRAP RING OBTURATOR MR CONDITIONAL RADIOPAQUE VERY SOFT TUBE TIP STERILE PEDIATRIC LATEX FREE TRACOE Silcosoft | EA | 1 | 91 | 91 | 91 | 91 | 91 | 2 | 5642 | 62 |  |  | X | X | X | X | X | X | X | X | X | X | X |  | X | X |  | Silicone
| Tubes Tracheostomy/Laryngectomy | ICU Medical Inc | 60P035 | TUBE TRACHEOSTOMY SIZE 3.5 L40MM OD5.3MM ID3.5MM WHITE SILICONE CUFFLESS HYDROPHOBIC HYPOALLERGENIC WIRE REINFORCED REPROCESSIBLE FLEXIBLE IMPROVED FIT INTEGRATED 15MM CONNECTOR MR CONDITIONAL TRACH TIE IMPROVED WEANING CE MARKED STERILE PEDIATRIC LATEX FREE PORTEX BIVONA | Silicone | EA | 1 | 3.95 | 3.95 | 3.95 | 3.95 | 3.95 | 47 | 3.95 | 1 | Alternative | 75% | Tracoe | 35035 | TUBE TRACHEOSTOMY SIZE 3.5 L34MM OD5MM ID3.5MM CUFFLESS OBTURATOR INTEGRATED 15MM CONNECTOR NECK STRAP FUNNEL SHAPED INNER DESIGN THIN WALL STERILE NEONATAL LATEX FREE TRACOE MINI | EA | 1 | 35.54 | 35.54 | 35.54 | 36 | 36 | 2 | 71.54 | 2 | X |  |  | X | X | X | X | X | X | X | X | X |  |  | X | X | X | Silicone
| Tubes Tracheostomy/Laryngectomy | ICU Medical Inc | 60P035 | TUBE TRACHEOSTOMY SIZE 3.5 L40MM OD5.3MM ID3.5MM WHITE SILICONE CUFFLESS HYDROPHOBIC HYPOALLERGENIC WIRE REINFORCED REPROCESSIBLE FLEXIBLE IMPROVED FIT INTEGRATED 15MM CONNECTOR MR CONDITIONAL TRACH TIE IMPROVED WEANING CE MARKED STERILE PEDIATRIC LATEX FREE PORTEX BIVONA | Silicone | EA | 1 | 3.95 | 3.95 | 3.95 | 3.95 | 3.95 | 47 | 3.95 | 1 | Alternative | 75% | Premier Medical Prod | 1034941 | TUBE TRACHEOSTOMY SIZE 1.0 L40MM OD5.2MM ID3.5MM SILVER STAINLESS STEEL CUFFLESS INTERCHANGEABLE INNER TUBE SWIVEL LOCKING SHORT LENGTH OBTURATOR 90DEG CURVE NONSTERILE ADULT JACKSON | [10 empty] | X | X | X | X | X | X |  |  | X | X | X | X | [5 empty] | Stainless steel
| Tubes Tracheostomy/Laryngectomy | ICU Medical Inc | 60P035 | TUBE TRACHEOSTOMY SIZE 3.5 L40MM OD5.3MM ID3.5MM WHITE SILICONE CUFFLESS HYDROPHOBIC HYPOALLERGENIC WIRE REINFORCED REPROCESSIBLE FLEXIBLE IMPROVED FIT INTEGRATED 15MM CONNECTOR MR CONDITIONAL TRACH TIE IMPROVED WEANING CE MARKED STERILE PEDIATRIC LATEX FREE PORTEX BIVONA | Silicone | EA | 1 | 3.95 | 3.95 | 3.95 | 3.95 | 3.95 | 47 | 3.95 | 1 | Alternative | 75% | Premier Medical Prod | 1034611 | TUBE TRACHEOSTOMY SIZE 1.0 L40MM OD5.2MM ID3.5MM SILVER STAINLESS STEEL CUFFLESS INTERCHANGEABLE INNER TUBE SWIVEL LOCKING ORIGINAL SHORT OBTURATOR 90DEG CURVE NONSTERILE ADULT LATEX FREE JACKSON | [10 empty] | X | X | X | X | X | X |  |  | X | X | X | X | [5 empty] | Stainless steel
| Tubes Tracheostomy/Laryngectomy | ICU Medical Inc | 60P035 | TUBE TRACHEOSTOMY SIZE 3.5 L40MM OD5.3MM ID3.5MM WHITE SILICONE CUFFLESS HYDROPHOBIC HYPOALLERGENIC WIRE REINFORCED REPROCESSIBLE FLEXIBLE IMPROVED FIT INTEGRATED 15MM CONNECTOR MR CONDITIONAL TRACH TIE IMPROVED WEANING CE MARKED STERILE PEDIATRIC LATEX FREE PORTEX BIVONA | Silicone | EA | 1 | 3.95 | 3.95 | 3.95 | 3.95 | 3.95 | 47 | 3.95 | 1 | Alternative | 75% | Tracoe | 10103 | TUBE TRACHEOSTOMY SIZE 3.0 L42MM OD4.8MM ID3.5MM CLEAR POLYMER CUFFLESS NECK STRAP FLEXIBLE MR CONDITIONAL ADULT LATEX FREE TRACOE COMFORT | [10 empty] | X |  |  | X | X | X | X | X | X | X | X | X |  |  | X | X | X | Polymer
| Tubes Tracheostomy/Laryngectomy | ICU Medical Inc | 60P040 | TUBE TRACHEOSTOMY SIZE 4.0 L41MM OD6MM ID4MM WHITE SILICONE CUFFLESS HYDROPHOBIC HYPOALLERGENIC WIRE REINFORCED REPROCESSIBLE FLEXIBLE IMPROVED FIT INTEGRATED 15MM CONNECTOR MR CONDITIONAL TRACH TIE IMPROVED WEANING CE MARKED STERILE PEDIATRIC LATEX FREE PORTEX BIVONA | Silicone | EA | 1 | 48.69 | 51.12 | 52.71 | 55.49 | 72.22 | 52 | 49518.11 | 947 | Alternative | 97% | Medtronic Minimally Invasive | 40PEF | TUBE TRACHEOSTOMY SIZE 4.0 L41MM OD6MM ID4MM WHITE POLYVINYLCHLORIDE DEHP FREE CUFFLESS INTEGRATED CONNECTOR TRANSPARENT FLANGE TAPE TIE RECESS PROMOTE AIRFLOW FLEXIBLE MR CONDITIONAL PEDIATRIC LATEX FREE DISPOSABLE SHILEY | EA | 1 | 36.39 | 44.8 | 45.5 | 46.43 | 55.2 | 114 | 67766.96 | 1465 | X | X | X | X | X | X | X | X | X | X | X | X |  | X | X | X | X | PVC
| Tubes Tracheostomy/Laryngectomy | ICU Medical Inc | 60P040 | TUBE TRACHEOSTOMY SIZE 4.0 L41MM OD6MM ID4MM WHITE SILICONE CUFFLESS HYDROPHOBIC HYPOALLERGENIC WIRE REINFORCED REPROCESSIBLE FLEXIBLE IMPROVED FIT INTEGRATED 15MM CONNECTOR MR CONDITIONAL TRACH TIE IMPROVED WEANING CE MARKED STERILE PEDIATRIC LATEX FREE PORTEX BIVONA | Silicone | EA | 1 | 48.69 | 51.12 | 52.71 | 55.49 | 72.22 | 52 | 49518.11 | 947 | Alternative | 97% | Medtronic Minimally Invasive | 40PEF | TUBE TRACHEOSTOMY SIZE 4.0 L41MM OD6MM ID4MM WHITE POLYVINYLCHLORIDE DEHP FREE CUFFLESS INTEGRATED CONNECTOR TRANSPARENT FLANGE TAPE TIE RECESS PROMOTE AIRFLOW FLEXIBLE MR CONDITIONAL PEDIATRIC LATEX FREE DISPOSABLE SHILEY | BX |  | 40.31 | 42.77 | 45.04 | 45.5 | 46.43 | 8 | 2508.61 | 57 | X | X | X | X | X | X | X | X | X | X | X | X |  | X | X | X | X | PVC
| Tubes Tracheostomy/Laryngectomy | ICU Medical Inc | 60P040 | TUBE TRACHEOSTOMY SIZE 4.0 L41MM OD6MM ID4MM WHITE SILICONE CUFFLESS HYDROPHOBIC HYPOALLERGENIC WIRE REINFORCED REPROCESSIBLE FLEXIBLE IMPROVED FIT INTEGRATED 15MM CONNECTOR MR CONDITIONAL TRACH TIE IMPROVED WEANING CE MARKED STERILE PEDIATRIC LATEX FREE PORTEX BIVONA | Silicone | EA | 1 | 48.69 | 51.12 | 52.71 | 55.49 | 72.22 | 52 | 49518.11 | 947 | Alternative | 97% | Medtronic Minimally Invasive | 40PEF | TUBE TRACHEOSTOMY SIZE 4.0 L41MM OD6MM ID4MM WHITE POLYVINYLCHLORIDE DEHP FREE CUFFLESS INTEGRATED CONNECTOR TRANSPARENT FLANGE TAPE TIE RECESS PROMOTE AIRFLOW FLEXIBLE MR CONDITIONAL PEDIATRIC LATEX FREE DISPOSABLE SHILEY | CS |  | 45.5 | 45.5 | 45.5 | 45.5 | 45.5 | 1 | 91 | 2 | X | X | X | X | X | X | X | X | X | X | X | X |  | X | X | X | X | PVC
| Tubes Tracheostomy/Laryngectomy | ICU Medical Inc | 60P040 | TUBE TRACHEOSTOMY SIZE 4.0 L41MM OD6MM ID4MM WHITE SILICONE CUFFLESS HYDROPHOBIC HYPOALLERGENIC WIRE REINFORCED REPROCESSIBLE FLEXIBLE IMPROVED FIT INTEGRATED 15MM CONNECTOR MR CONDITIONAL TRACH TIE IMPROVED WEANING CE MARKED STERILE PEDIATRIC LATEX FREE PORTEX BIVONA | Silicone | EA | 1 | 48.69 | 51.12 | 52.71 | 55.49 | 72.22 | 52 | 49518.11 | 947 | Alternative | 97% | Medtronic Minimally Invasive | 40PEFP | TUBE TRACHEOSTOMY SIZE 4.0 L41MM OD6MM ID4MM WHITE POLYVINYLCHLORIDE DEHP FREE CUFFLESS INTEGRATED CONNECTOR TRANSPARENT FLANGE TAPE TIE RECESS PROMOTE AIRFLOW FLEXIBLE MR CONDITIONAL PEDIATRIC LATEX FREE DISPOSABLE SHILEY | [10 empty] | X | X | X | X | X | X | X | X | X | X | X | X |  | X | X | X | X | PVC
| Tubes Tracheostomy/Laryngectomy | ICU Medical Inc | 60P040 | TUBE TRACHEOSTOMY SIZE 4.0 L41MM OD6MM ID4MM WHITE SILICONE CUFFLESS HYDROPHOBIC HYPOALLERGENIC WIRE REINFORCED REPROCESSIBLE FLEXIBLE IMPROVED FIT INTEGRATED 15MM CONNECTOR MR CONDITIONAL TRACH TIE IMPROVED WEANING CE MARKED STERILE PEDIATRIC LATEX FREE PORTEX BIVONA | Silicone | EA | 1 | 48.69 | 51.12 | 52.71 | 55.49 | 72.22 | 52 | 49518.11 | 947 | Alternative | 95% | Tracoe | 37040 | TUBE TRACHEOSTOMY SIZE 4.0 L41MM OD6MM ID4MM WHITE SILICONE DEHP FREE CUFFLESS KINK RESISTANT THERMALLY STABLE NECK STRAP RING OBTURATOR MR CONDITIONAL RADIOPAQUE VERY SOFT TUBE TIP STERILE PEDIATRIC LATEX FREE TRACOE Silcosoft | EA | 1 | 63 | 63 | 63 | 68 | 68 | 4 | 3661 | 57 | X | X | X | X | X | X | X | X | X | X | X | X | X |  | X | X |  | Silicone
| Tubes Tracheostomy/Laryngectomy | ICU Medical Inc | 60P040 | TUBE TRACHEOSTOMY SIZE 4.0 L41MM OD6MM ID4MM WHITE SILICONE CUFFLESS HYDROPHOBIC HYPOALLERGENIC WIRE REINFORCED REPROCESSIBLE FLEXIBLE IMPROVED FIT INTEGRATED 15MM CONNECTOR MR CONDITIONAL TRACH TIE IMPROVED WEANING CE MARKED STERILE PEDIATRIC LATEX FREE PORTEX BIVONA | Silicone | EA | 1 | 48.69 | 51.12 | 52.71 | 55.49 | 72.22 | 52 | 49518.11 | 947 | Alternative | 95% | Tracoe | 37140 | TUBE TRACHEOSTOMY SIZE 4.0 L41MM OD6MM ID4MM WHITE SILICONE DEHP FREE CUFFLESS KINK RESISTANT EXTENDED LENGTH THERMALLY STABLE NECK STRAP RING OBTURATOR MR CONDITIONAL RADIOPAQUE VERY SOFT TUBE TIP STERILE PEDIATRIC LATEX FREE TRACOE Silcosoft | EA | 1 | 68 | 68 | 91 | 91 | 91 | 3 | 5686 | 64 | X | X | X | X | X | X | X | X | X | X | X | X | X |  | X | X |  | Silicone
| Tubes Tracheostomy/Laryngectomy | ICU Medical Inc | 60P040 | TUBE TRACHEOSTOMY SIZE 4.0 L41MM OD6MM ID4MM WHITE SILICONE CUFFLESS HYDROPHOBIC HYPOALLERGENIC WIRE REINFORCED REPROCESSIBLE FLEXIBLE IMPROVED FIT INTEGRATED 15MM CONNECTOR MR CONDITIONAL TRACH TIE IMPROVED WEANING CE MARKED STERILE PEDIATRIC LATEX FREE PORTEX BIVONA | Silicone | EA | 1 | 48.69 | 51.12 | 52.71 | 55.49 | 72.22 | 52 | 49518.11 | 947 | Alternative | 87% | Medtronic Minimally Invasive | 40NEF | TUBE TRACHEOSTOMY SIZE 4.0 L34MM OD6MM ID4MM WHITE POLYVINYLCHLORIDE DEHP FREE CUFFLESS INTEGRATED CONNECTOR TRANSPARENT FLANGE TAPE TIE RECESS PROMOTE AIRFLOW FLEXIBLE MR CONDITIONAL NEONATAL LATEX FREE DISPOSABLE SHILEY | EA | 1 | 39.91 | 44.8 | 45.95 | 46.78 | 54.63 | 62 | 20900.87 | 451 | X | X |  | X | X | X | X | X | X | X | X | X |  | X | X | X | X | PVC
| Tubes Tracheostomy/Laryngectomy | ICU Medical Inc | 60P040 | TUBE TRACHEOSTOMY SIZE 4.0 L41MM OD6MM ID4MM WHITE SILICONE CUFFLESS HYDROPHOBIC HYPOALLERGENIC WIRE REINFORCED REPROCESSIBLE FLEXIBLE IMPROVED FIT INTEGRATED 15MM CONNECTOR MR CONDITIONAL TRACH TIE IMPROVED WEANING CE MARKED STERILE PEDIATRIC LATEX FREE PORTEX BIVONA | Silicone | EA | 1 | 48.69 | 51.12 | 52.71 | 55.49 | 72.22 | 52 | 49518.11 | 947 | Alternative | 87% | Medtronic Minimally Invasive | 40PCF | TUBE TRACHEOSTOMY SIZE 4.0 L41MM OD6MM ID4MM WHITE POLYVINYLCHLORIDE DEHP FREE TAPERGUARD CUFF INTEGRATED CONNECTOR TRANSPARENT FLANGE TAPE TIE RECESS PROMOTE AIRFLOW FLEXIBLE MR CONDITIONAL PEDIATRIC LATEX FREE DISPOSABLE SHILEY | EA | 1 | 45.5 | 58.67 | 60.43 | 65 | 73.84 | 61 | 31732.5998 | 514 | X | X | X | X | X |  | X | X | X | X | X | X |  | X | X | X | X | PVC
| Tubes Tracheostomy/Laryngectomy | ICU Medical Inc | 60P040 | TUBE TRACHEOSTOMY SIZE 4.0 L41MM OD6MM ID4MM WHITE SILICONE CUFFLESS HYDROPHOBIC HYPOALLERGENIC WIRE REINFORCED REPROCESSIBLE FLEXIBLE IMPROVED FIT INTEGRATED 15MM CONNECTOR MR CONDITIONAL TRACH TIE IMPROVED WEANING CE MARKED STERILE PEDIATRIC LATEX FREE PORTEX BIVONA | Silicone | EA | 1 | 48.69 | 51.12 | 52.71 | 55.49 | 72.22 | 52 | 49518.11 | 947 | Alternative | 87% | Medtronic Minimally Invasive | 40NEF | TUBE TRACHEOSTOMY SIZE 4.0 L34MM OD6MM ID4MM WHITE POLYVINYLCHLORIDE DEHP FREE CUFFLESS INTEGRATED CONNECTOR TRANSPARENT FLANGE TAPE TIE RECESS PROMOTE AIRFLOW FLEXIBLE MR CONDITIONAL NEONATAL LATEX FREE DISPOSABLE SHILEY | BX |  | 31.85 | 45.5 | 45.84 | 53.09 | 54.42 | 9 | 1125.0879 | 24 | X | X |  | X | X | X | X | X | X | X | X | X |  | X | X | X | X | PVC
| Tubes Tracheostomy/Laryngectomy | ICU Medical Inc | 60P040 | TUBE TRACHEOSTOMY SIZE 4.0 L41MM OD6MM ID4MM WHITE SILICONE CUFFLESS HYDROPHOBIC HYPOALLERGENIC WIRE REINFORCED REPROCESSIBLE FLEXIBLE IMPROVED FIT INTEGRATED 15MM CONNECTOR MR CONDITIONAL TRACH TIE IMPROVED WEANING CE MARKED STERILE PEDIATRIC LATEX FREE PORTEX BIVONA | Silicone | EA | 1 | 48.69 | 51.12 | 52.71 | 55.49 | 72.22 | 52 | 49518.11 | 947 | Alternative | 87% | Medtronic Minimally Invasive | 40PCF | TUBE TRACHEOSTOMY SIZE 4.0 L41MM OD6MM ID4MM WHITE POLYVINYLCHLORIDE DEHP FREE TAPERGUARD CUFF INTEGRATED CONNECTOR TRANSPARENT FLANGE TAPE TIE RECESS PROMOTE AIRFLOW FLEXIBLE MR CONDITIONAL PEDIATRIC LATEX FREE DISPOSABLE SHILEY | BX |  | 39.02 | 39.02 | 39.02 | 65 | 65 | 2 | 273.04 | 5 | X | X | X | X | X |  | X | X | X | X | X | X |  | X | X | X | X | PVC
| Tubes Tracheostomy/Laryngectomy | ICU Medical Inc | 60P040 | TUBE TRACHEOSTOMY SIZE 4.0 L41MM OD6MM ID4MM WHITE SILICONE CUFFLESS HYDROPHOBIC HYPOALLERGENIC WIRE REINFORCED REPROCESSIBLE FLEXIBLE IMPROVED FIT INTEGRATED 15MM CONNECTOR MR CONDITIONAL TRACH TIE IMPROVED WEANING CE MARKED STERILE PEDIATRIC LATEX FREE PORTEX BIVONA | Silicone | EA | 1 | 48.69 | 51.12 | 52.71 | 55.49 | 72.22 | 52 | 49518.11 | 947 | Alternative | 87% | Medtronic Minimally Invasive | 40PCF | TUBE TRACHEOSTOMY SIZE 4.0 L41MM OD6MM ID4MM WHITE POLYVINYLCHLORIDE DEHP FREE TAPERGUARD CUFF INTEGRATED CONNECTOR TRANSPARENT FLANGE TAPE TIE RECESS PROMOTE AIRFLOW FLEXIBLE MR CONDITIONAL PEDIATRIC LATEX FREE DISPOSABLE SHILEY | PK |  | 69.1 | 69.1 | 69.1 | 69.1 | 69.1 | 1 | 276.4 | 4 | X | X | X | X | X |  | X | X | X | X | X | X |  | X | X | X | X | PVC
| Tubes Tracheostomy/Laryngectomy | ICU Medical Inc | 60P040 | TUBE TRACHEOSTOMY SIZE 4.0 L41MM OD6MM ID4MM WHITE SILICONE CUFFLESS HYDROPHOBIC HYPOALLERGENIC WIRE REINFORCED REPROCESSIBLE FLEXIBLE IMPROVED FIT INTEGRATED 15MM CONNECTOR MR CONDITIONAL TRACH TIE IMPROVED WEANING CE MARKED STERILE PEDIATRIC LATEX FREE PORTEX BIVONA | Silicone | EA | 1 | 48.69 | 51.12 | 52.71 | 55.49 | 72.22 | 52 | 49518.11 | 947 | Alternative | 87% | Medtronic Minimally Invasive | 40NEFP | TUBE TRACHEOSTOMY SIZE 4.0 L34MM OD6MM ID4MM WHITE POLYVINYLCHLORIDE DEHP FREE CUFFLESS INTEGRATED CONNECTOR TRANSPARENT FLANGE TAPE TIE RECESS PROMOTE AIRFLOW FLEXIBLE MR CONDITIONAL NEONATAL LATEX FREE DISPOSABLE SHILEY | [10 empty] | X | X |  | X | X | X | X | X | X | X | X | X |  | X | X | X | X | PVC
| Tubes Tracheostomy/Laryngectomy | ICU Medical Inc | 60P040 | TUBE TRACHEOSTOMY SIZE 4.0 L41MM OD6MM ID4MM WHITE SILICONE CUFFLESS HYDROPHOBIC HYPOALLERGENIC WIRE REINFORCED REPROCESSIBLE FLEXIBLE IMPROVED FIT INTEGRATED 15MM CONNECTOR MR CONDITIONAL TRACH TIE IMPROVED WEANING CE MARKED STERILE PEDIATRIC LATEX FREE PORTEX BIVONA | Silicone | EA | 1 | 48.69 | 51.12 | 52.71 | 55.49 | 72.22 | 52 | 49518.11 | 947 | Alternative | 85% | Tracoe | 37340 | TUBE TRACHEOSTOMY SIZE 4.0 L41MM OD6MM ID4MM WHITE SILICONE DEHP FREE KINK RESISTANT EXTENDED LENGTH THERMALLY STABLE NECK STRAP RING OBTURATOR MR CONDITIONAL RADIOPAQUE VERY SOFT TUBE TIP STERILE PEDIATRIC LATEX FREE TRACOE Silcosoft | EA | 1 | 204 | 206 | 206 | 212 | 212 | 5 | 35780 | 174 | X | X | X | X | X |  | X | X | X | X | X | X | X |  | X | X |  | Silicone
| Tubes Tracheostomy/Laryngectomy | ICU Medical Inc | 60P040 | TUBE TRACHEOSTOMY SIZE 4.0 L41MM OD6MM ID4MM WHITE SILICONE CUFFLESS HYDROPHOBIC HYPOALLERGENIC WIRE REINFORCED REPROCESSIBLE FLEXIBLE IMPROVED FIT INTEGRATED 15MM CONNECTOR MR CONDITIONAL TRACH TIE IMPROVED WEANING CE MARKED STERILE PEDIATRIC LATEX FREE PORTEX BIVONA | Silicone | EA | 1 | 48.69 | 51.12 | 52.71 | 55.49 | 72.22 | 52 | 49518.11 | 947 | Alternative | 85% | Tracoe | 36140 | TUBE TRACHEOSTOMY SIZE 4.0 L36MM OD6MM ID4MM WHITE SILICONE DEHP FREE CUFFLESS KINK RESISTANT EXTENDED LENGTH THERMALLY STABLE NECK STRAP RING OBTURATOR MR CONDITIONAL RADIOPAQUE VERY SOFT TUBE TIP STERILE NEONATAL LATEX FREE TRACOE Silcosoft | EA | 1 | 129 | 129 | 129 | 133 | 133 | 2 | 528 | 4 | X | X |  | X | X | X | X | X | X | X | X | X | X |  | X | X |  | Silicone
| Tubes Tracheostomy/Laryngectomy | ICU Medical Inc | 60P040 | TUBE TRACHEOSTOMY SIZE 4.0 L41MM OD6MM ID4MM WHITE SILICONE CUFFLESS HYDROPHOBIC HYPOALLERGENIC WIRE REINFORCED REPROCESSIBLE FLEXIBLE IMPROVED FIT INTEGRATED 15MM CONNECTOR MR CONDITIONAL TRACH TIE IMPROVED WEANING CE MARKED STERILE PEDIATRIC LATEX FREE PORTEX BIVONA | Silicone | EA | 1 | 48.69 | 51.12 | 52.71 | 55.49 | 72.22 | 52 | 49518.11 | 947 | Alternative | 85% | Tracoe | 37240 | TUBE TRACHEOSTOMY SIZE 4.0 L41MM OD6MM ID4MM WHITE SILICONE DEHP FREE WATER CUFF KINK RESISTANT THERMALLY STABLE NECK STRAP RING OBTURATOR MR CONDITIONAL RADIOPAQUE VERY SOFT TUBE TIP STERILE PEDIATRIC LATEX FREE TRACOE Silcosoft | EA | 1 | 183 | 183 | 183 | 194 | 194 | 2 | 6460 | 35 | X | X | X | X | X |  | X | X | X | X | X | X | X |  | X | X |  | Silicone
| Tubes Tracheostomy/Laryngectomy | ICU Medical Inc | 60P040 | TUBE TRACHEOSTOMY SIZE 4.0 L41MM OD6MM ID4MM WHITE SILICONE CUFFLESS HYDROPHOBIC HYPOALLERGENIC WIRE REINFORCED REPROCESSIBLE FLEXIBLE IMPROVED FIT INTEGRATED 15MM CONNECTOR MR CONDITIONAL TRACH TIE IMPROVED WEANING CE MARKED STERILE PEDIATRIC LATEX FREE PORTEX BIVONA | Silicone | EA | 1 | 48.69 | 51.12 | 52.71 | 55.49 | 72.22 | 52 | 49518.11 | 947 | Alternative | 85% | Tracoe | 36040 | TUBE TRACHEOSTOMY SIZE 4.0 L36MM OD6MM ID4MM WHITE SILICONE DEHP FREE CUFFLESS KINK RESISTANT THERMALLY STABLE NECK STRAP RING OBTURATOR MR CONDITIONAL RADIOPAQUE VERY SOFT TUBE TIP STERILE NEONATAL LATEX FREE TRACOE Silcosoft | [10 empty] | X | X |  | X | X | X | X | X | X | X | X | X | X |  | X | X |  | Silicone
| Tubes Tracheostomy/Laryngectomy | ICU Medical Inc | 60P040 | TUBE TRACHEOSTOMY SIZE 4.0 L41MM OD6MM ID4MM WHITE SILICONE CUFFLESS HYDROPHOBIC HYPOALLERGENIC WIRE REINFORCED REPROCESSIBLE FLEXIBLE IMPROVED FIT INTEGRATED 15MM CONNECTOR MR CONDITIONAL TRACH TIE IMPROVED WEANING CE MARKED STERILE PEDIATRIC LATEX FREE PORTEX BIVONA | Silicone | EA | 1 | 48.69 | 51.12 | 52.71 | 55.49 | 72.22 | 52 | 49518.11 | 947 | Alternative | 78% | Medtronic Minimally Invasive | 35PEF | TUBE TRACHEOSTOMY SIZE 3.5 L40MM OD5.4MM ID3.5MM WHITE POLYVINYLCHLORIDE DEHP FREE CUFFLESS INTEGRATED CONNECTOR TRANSPARENT FLANGE TAPE TIE RECESS PROMOTE AIRFLOW FLEXIBLE MR CONDITIONAL PEDIATRIC LATEX FREE DISPOSABLE SHILEY | EA | 1 | 39.91 | 45.5 | 45.96 | 46.43 | 55.2 | 101 | 60357.95 | 1307 |  |  | X | X | X | X | X | X | X | X | X | X |  | X | X | X | X | PVC
| Tubes Tracheostomy/Laryngectomy | ICU Medical Inc | 60P040 | TUBE TRACHEOSTOMY SIZE 4.0 L41MM OD6MM ID4MM WHITE SILICONE CUFFLESS HYDROPHOBIC HYPOALLERGENIC WIRE REINFORCED REPROCESSIBLE FLEXIBLE IMPROVED FIT INTEGRATED 15MM CONNECTOR MR CONDITIONAL TRACH TIE IMPROVED WEANING CE MARKED STERILE PEDIATRIC LATEX FREE PORTEX BIVONA | Silicone | EA | 1 | 48.69 | 51.12 | 52.71 | 55.49 | 72.22 | 52 | 49518.11 | 947 | Alternative | 78% | Medtronic Minimally Invasive | 45PEF | TUBE TRACHEOSTOMY SIZE 4.5 L42MM OD6.7MM ID4.5MM WHITE POLYVINYLCHLORIDE DEHP FREE CUFFLESS INTEGRATED CONNECTOR TRANSPARENT FLANGE TAPE TIE RECESS PROMOTE AIRFLOW FLEXIBLE MR CONDITIONAL PEDIATRIC LATEX FREE DISPOSABLE SHILEY | EA | 1 | 39.91 | 45.5 | 45.95 | 46.43 | 53.62 | 91 | 43970.54 | 945 |  |  | X | X | X | X | X | X | X | X | X | X |  | X | X | X | X | PVC
| Tubes Tracheostomy/Laryngectomy | ICU Medical Inc | 60P040 | TUBE TRACHEOSTOMY SIZE 4.0 L41MM OD6MM ID4MM WHITE SILICONE CUFFLESS HYDROPHOBIC HYPOALLERGENIC WIRE REINFORCED REPROCESSIBLE FLEXIBLE IMPROVED FIT INTEGRATED 15MM CONNECTOR MR CONDITIONAL TRACH TIE IMPROVED WEANING CE MARKED STERILE PEDIATRIC LATEX FREE PORTEX BIVONA | Silicone | EA | 1 | 48.69 | 51.12 | 52.71 | 55.49 | 72.22 | 52 | 49518.11 | 947 | Alternative | 78% | Medtronic Minimally Invasive | 35PEF | TUBE TRACHEOSTOMY SIZE 3.5 L40MM OD5.4MM ID3.5MM WHITE POLYVINYLCHLORIDE DEHP FREE CUFFLESS INTEGRATED CONNECTOR TRANSPARENT FLANGE TAPE TIE RECESS PROMOTE AIRFLOW FLEXIBLE MR CONDITIONAL PEDIATRIC LATEX FREE DISPOSABLE SHILEY | BX |  | 29.07 | 29.07 | 45.04 | 45.04 | 46.64 | 8 | 1884.2 | 50 |  |  | X | X | X | X | X | X | X | X | X | X |  | X | X | X | X | PVC
| Tubes Tracheostomy/Laryngectomy | ICU Medical Inc | 60P040 | TUBE TRACHEOSTOMY SIZE 4.0 L41MM OD6MM ID4MM WHITE SILICONE CUFFLESS HYDROPHOBIC HYPOALLERGENIC WIRE REINFORCED REPROCESSIBLE FLEXIBLE IMPROVED FIT INTEGRATED 15MM CONNECTOR MR CONDITIONAL TRACH TIE IMPROVED WEANING CE MARKED STERILE PEDIATRIC LATEX FREE PORTEX BIVONA | Silicone | EA | 1 | 48.69 | 51.12 | 52.71 | 55.49 | 72.22 | 52 | 49518.11 | 947 | Alternative | 78% | Medtronic Minimally Invasive | 40NCF | TUBE TRACHEOSTOMY SIZE 4.0 L34MM OD6MM ID4MM WHITE POLYVINYLCHLORIDE DEHP FREE TAPERGUARD CUFF INTEGRATED CONNECTOR TRANSPARENT FLANGE TAPE TIE RECESS PROMOTE AIRFLOW FLEXIBLE MR CONDITIONAL NEONATAL LATEX FREE DISPOSABLE SHILEY | EA | 1 | 45.8967 | 58.67 | 58.67 | 65 | 69.03 | 5 | 1764.4401 | 28 | X | X |  | X | X |  | X | X | X | X | X | X |  | X | X | X | X | PVC
| Tubes Tracheostomy/Laryngectomy | ICU Medical Inc | 60P040 | TUBE TRACHEOSTOMY SIZE 4.0 L41MM OD6MM ID4MM WHITE SILICONE CUFFLESS HYDROPHOBIC HYPOALLERGENIC WIRE REINFORCED REPROCESSIBLE FLEXIBLE IMPROVED FIT INTEGRATED 15MM CONNECTOR MR CONDITIONAL TRACH TIE IMPROVED WEANING CE MARKED STERILE PEDIATRIC LATEX FREE PORTEX BIVONA | Silicone | EA | 1 | 48.69 | 51.12 | 52.71 | 55.49 | 72.22 | 52 | 49518.11 | 947 | Alternative | 78% | Medtronic Minimally Invasive | 45PEF | TUBE TRACHEOSTOMY SIZE 4.5 L42MM OD6.7MM ID4.5MM WHITE POLYVINYLCHLORIDE DEHP FREE CUFFLESS INTEGRATED CONNECTOR TRANSPARENT FLANGE TAPE TIE RECESS PROMOTE AIRFLOW FLEXIBLE MR CONDITIONAL PEDIATRIC LATEX FREE DISPOSABLE SHILEY | BX |  | 45.84 | 46.43 | 46.43 | 46.43 | 49.6 | 5 | 10117.24 | 218 |  |  | X | X | X | X | X | X | X | X | X | X |  | X | X | X | X | PVC
| Tubes Tracheostomy/Laryngectomy | ICU Medical Inc | 60P040 | TUBE TRACHEOSTOMY SIZE 4.0 L41MM OD6MM ID4MM WHITE SILICONE CUFFLESS HYDROPHOBIC HYPOALLERGENIC WIRE REINFORCED REPROCESSIBLE FLEXIBLE IMPROVED FIT INTEGRATED 15MM CONNECTOR MR CONDITIONAL TRACH TIE IMPROVED WEANING CE MARKED STERILE PEDIATRIC LATEX FREE PORTEX BIVONA | Silicone | EA | 1 | 48.69 | 51.12 | 52.71 | 55.49 | 72.22 | 52 | 49518.11 | 947 | Alternative | 78% | Medtronic Minimally Invasive | 45PEF | TUBE TRACHEOSTOMY SIZE 4.5 L42MM OD6.7MM ID4.5MM WHITE POLYVINYLCHLORIDE DEHP FREE CUFFLESS INTEGRATED CONNECTOR TRANSPARENT FLANGE TAPE TIE RECESS PROMOTE AIRFLOW FLEXIBLE MR CONDITIONAL PEDIATRIC LATEX FREE DISPOSABLE SHILEY | PK |  | 46.43 | 46.43 | 46.43 | 46.43 | 46.43 | 2 | 185.72 | 4 |  |  | X | X | X | X | X | X | X | X | X | X |  | X | X | X | X | PVC
| Tubes Tracheostomy/Laryngectomy | ICU Medical Inc | 60P040 | TUBE TRACHEOSTOMY SIZE 4.0 L41MM OD6MM ID4MM WHITE SILICONE CUFFLESS HYDROPHOBIC HYPOALLERGENIC WIRE REINFORCED REPROCESSIBLE FLEXIBLE IMPROVED FIT INTEGRATED 15MM CONNECTOR MR CONDITIONAL TRACH TIE IMPROVED WEANING CE MARKED STERILE PEDIATRIC LATEX FREE PORTEX BIVONA | Silicone | EA | 1 | 48.69 | 51.12 | 52.71 | 55.49 | 72.22 | 52 | 49518.11 | 947 | Alternative | 78% | Medtronic Minimally Invasive | 35PEF | TUBE TRACHEOSTOMY SIZE 3.5 L40MM OD5.4MM ID3.5MM WHITE POLYVINYLCHLORIDE DEHP FREE CUFFLESS INTEGRATED CONNECTOR TRANSPARENT FLANGE TAPE TIE RECESS PROMOTE AIRFLOW FLEXIBLE MR CONDITIONAL PEDIATRIC LATEX FREE DISPOSABLE SHILEY | CS |  | 31.85 | 31.85 | 31.85 | 31.85 | 31.85 | 1 | 445.9 | 14 |  |  | X | X | X | X | X | X | X | X | X | X |  | X | X | X | X | PVC
| Tubes Tracheostomy/Laryngectomy | ICU Medical Inc | 60P040 | TUBE TRACHEOSTOMY SIZE 4.0 L41MM OD6MM ID4MM WHITE SILICONE CUFFLESS HYDROPHOBIC HYPOALLERGENIC WIRE REINFORCED REPROCESSIBLE FLEXIBLE IMPROVED FIT INTEGRATED 15MM CONNECTOR MR CONDITIONAL TRACH TIE IMPROVED WEANING CE MARKED STERILE PEDIATRIC LATEX FREE PORTEX BIVONA | Silicone | EA | 1 | 48.69 | 51.12 | 52.71 | 55.49 | 72.22 | 52 | 49518.11 | 947 | Alternative | 78% | Medtronic Minimally Invasive | 35PEFP | TUBE TRACHEOSTOMY SIZE 3.5 L40MM OD5.4MM ID3.5MM WHITE POLYVINYLCHLORIDE DEHP FREE CUFFLESS INTEGRATED CONNECTOR TRANSPARENT FLANGE TAPE TIE RECESS PROMOTE AIRFLOW FLEXIBLE MR CONDITIONAL PEDIATRIC LATEX FREE DISPOSABLE SHILEY | [12 empty] | X | X | X | X | X | X | X | X | X | X |  | X | X | X | X | PVC
| Tubes Tracheostomy/Laryngectomy | ICU Medical Inc | 60P040 | TUBE TRACHEOSTOMY SIZE 4.0 L41MM OD6MM ID4MM WHITE SILICONE CUFFLESS HYDROPHOBIC HYPOALLERGENIC WIRE REINFORCED REPROCESSIBLE FLEXIBLE IMPROVED FIT INTEGRATED 15MM CONNECTOR MR CONDITIONAL TRACH TIE IMPROVED WEANING CE MARKED STERILE PEDIATRIC LATEX FREE PORTEX BIVONA | Silicone | EA | 1 | 48.69 | 51.12 | 52.71 | 55.49 | 72.22 | 52 | 49518.11 | 947 | Alternative | 78% | Medtronic Minimally Invasive | 45PEFP | TUBE TRACHEOSTOMY SIZE 4.5 L42MM OD6.7MM ID4.5MM WHITE POLYVINYLCHLORIDE DEHP FREE CUFFLESS INTEGRATED CONNECTOR TRANSPARENT FLANGE TAPE TIE RECESS PROMOTE AIRFLOW FLEXIBLE MR CONDITIONAL PEDIATRIC LATEX FREE DISPOSABLE SHILEY | [12 empty] | X | X | X | X | X | X | X | X | X | X |  | X | X | X | X | PVC
| Tubes Tracheostomy/Laryngectomy | ICU Medical Inc | 60P040 | TUBE TRACHEOSTOMY SIZE 4.0 L41MM OD6MM ID4MM WHITE SILICONE CUFFLESS HYDROPHOBIC HYPOALLERGENIC WIRE REINFORCED REPROCESSIBLE FLEXIBLE IMPROVED FIT INTEGRATED 15MM CONNECTOR MR CONDITIONAL TRACH TIE IMPROVED WEANING CE MARKED STERILE PEDIATRIC LATEX FREE PORTEX BIVONA | Silicone | EA | 1 | 48.69 | 51.12 | 52.71 | 55.49 | 72.22 | 52 | 49518.11 | 947 | Alternative | 76% | Tracoe | 36340 | TUBE TRACHEOSTOMY SIZE 4.0 L36MM OD6MM ID4MM WHITE SILICONE DEHP FREE KINK RESISTANT EXTENDED LENGTH THERMALLY STABLE NECK STRAP RING OBTURATOR MR CONDITIONAL RADIOPAQUE VERY SOFT TUBE TIP STERILE NEONATAL LATEX FREE TRACOE Silcosoft | EA | 1 | 204 | 204 | 206 | 212 | 212 | 4 | 19200 | 93 | X | X |  | X | X |  | X | X | X | X | X | X | X |  | X | X |  | Silicone
| Tubes Tracheostomy/Laryngectomy | ICU Medical Inc | 60P040 | TUBE TRACHEOSTOMY SIZE 4.0 L41MM OD6MM ID4MM WHITE SILICONE CUFFLESS HYDROPHOBIC HYPOALLERGENIC WIRE REINFORCED REPROCESSIBLE FLEXIBLE IMPROVED FIT INTEGRATED 15MM CONNECTOR MR CONDITIONAL TRACH TIE IMPROVED WEANING CE MARKED STERILE PEDIATRIC LATEX FREE PORTEX BIVONA | Silicone | EA | 1 | 48.69 | 51.12 | 52.71 | 55.49 | 72.22 | 52 | 49518.11 | 947 | Alternative | 76% | Tracoe | 37035 | TUBE TRACHEOSTOMY SIZE 3.5 L40MM OD5.4MM ID3.5MM WHITE SILICONE DEHP FREE CUFFLESS KINK RESISTANT THERMALLY STABLE NECK STRAP RING OBTURATOR MR CONDITIONAL RADIOPAQUE VERY SOFT TUBE TIP STERILE PEDIATRIC LATEX FREE TRACOE Silcosoft | EA | 1 | 63 | 63 | 63 | 68 | 68 | 3 | 3185 | 50 |  |  | X | X | X | X | X | X | X | X | X | X | X |  | X | X |  | Silicone
| Tubes Tracheostomy/Laryngectomy | ICU Medical Inc | 60P040 | TUBE TRACHEOSTOMY SIZE 4.0 L41MM OD6MM ID4MM WHITE SILICONE CUFFLESS HYDROPHOBIC HYPOALLERGENIC WIRE REINFORCED REPROCESSIBLE FLEXIBLE IMPROVED FIT INTEGRATED 15MM CONNECTOR MR CONDITIONAL TRACH TIE IMPROVED WEANING CE MARKED STERILE PEDIATRIC LATEX FREE PORTEX BIVONA | Silicone | EA | 1 | 48.69 | 51.12 | 52.71 | 55.49 | 72.22 | 52 | 49518.11 | 947 | Alternative | 76% | Tracoe | 37145 | TUBE TRACHEOSTOMY SIZE 4.5 L42MM OD6.6MM ID4.5MM WHITE SILICONE DEHP FREE CUFFLESS KINK RESISTANT EXTENDED LENGTH THERMALLY STABLE NECK STRAP RING OBTURATOR MR CONDITIONAL RADIOPAQUE VERY SOFT TUBE TIP STERILE PEDIATRIC LATEX FREE TRACOE Silcosoft | EA | 1 | 68 | 68 | 91 | 91 | 91 | 3 | 4503 | 51 |  |  | X | X | X | X | X | X | X | X | X | X | X |  | X | X |  | Silicone
| Tubes Tracheostomy/Laryngectomy | ICU Medical Inc | 60P040 | TUBE TRACHEOSTOMY SIZE 4.0 L41MM OD6MM ID4MM WHITE SILICONE CUFFLESS HYDROPHOBIC HYPOALLERGENIC WIRE REINFORCED REPROCESSIBLE FLEXIBLE IMPROVED FIT INTEGRATED 15MM CONNECTOR MR CONDITIONAL TRACH TIE IMPROVED WEANING CE MARKED STERILE PEDIATRIC LATEX FREE PORTEX BIVONA | Silicone | EA | 1 | 48.69 | 51.12 | 52.71 | 55.49 | 72.22 | 52 | 49518.11 | 947 | Alternative | 76% | Tracoe | 37045 | TUBE TRACHEOSTOMY SIZE 4.5 L42MM OD6.6MM ID4.5MM WHITE SILICONE DEHP FREE CUFFLESS KINK RESISTANT THERMALLY STABLE NECK STRAP RING OBTURATOR MR CONDITIONAL RADIOPAQUE VERY SOFT TUBE TIP STERILE PEDIATRIC LATEX FREE TRACOE Silcosoft | EA | 1 | 63 | 63 | 63 | 68 | 68 | 2 | 1348 | 21 |  |  | X | X | X | X | X | X | X | X | X | X | X |  | X | X |  | Silicone
| Tubes Tracheostomy/Laryngectomy | ICU Medical Inc | 60P040 | TUBE TRACHEOSTOMY SIZE 4.0 L41MM OD6MM ID4MM WHITE SILICONE CUFFLESS HYDROPHOBIC HYPOALLERGENIC WIRE REINFORCED REPROCESSIBLE FLEXIBLE IMPROVED FIT INTEGRATED 15MM CONNECTOR MR CONDITIONAL TRACH TIE IMPROVED WEANING CE MARKED STERILE PEDIATRIC LATEX FREE PORTEX BIVONA | Silicone | EA | 1 | 48.69 | 51.12 | 52.71 | 55.49 | 72.22 | 52 | 49518.11 | 947 | Alternative | 76% | Tracoe | 37135 | TUBE TRACHEOSTOMY SIZE 3.5 L40MM OD5.4MM ID3.5MM WHITE SILICONE DEHP FREE CUFFLESS KINK RESISTANT EXTENDED LENGTH THERMALLY STABLE NECK STRAP RING OBTURATOR MR CONDITIONAL RADIOPAQUE VERY SOFT TUBE TIP STERILE PEDIATRIC LATEX FREE TRACOE Silcosoft | EA | 1 | 91 | 91 | 91 | 91 | 91 | 2 | 12285 | 135 |  |  | X | X | X | X | X | X | X | X | X | X | X |  | X | X |  | Silicone
| Tubes Tracheostomy/Laryngectomy | ICU Medical Inc | 60P040 | TUBE TRACHEOSTOMY SIZE 4.0 L41MM OD6MM ID4MM WHITE SILICONE CUFFLESS HYDROPHOBIC HYPOALLERGENIC WIRE REINFORCED REPROCESSIBLE FLEXIBLE IMPROVED FIT INTEGRATED 15MM CONNECTOR MR CONDITIONAL TRACH TIE IMPROVED WEANING CE MARKED STERILE PEDIATRIC LATEX FREE PORTEX BIVONA | Silicone | EA | 1 | 48.69 | 51.12 | 52.71 | 55.49 | 72.22 | 52 | 49518.11 | 947 | Alternative | 76% | Tracoe | 36240 | TUBE TRACHEOSTOMY SIZE 4.0 L36MM OD6MM ID4MM WHITE SILICONE DEHP FREE WATER CUFF KINK RESISTANT THERMALLY STABLE NECK STRAP RING OBTURATOR MR CONDITIONAL RADIOPAQUE VERY SOFT TUBE TIP STERILE NEONATAL LATEX FREE TRACOE Silcosoft | EA | 1 | 183.85 | 183.85 | 183.85 | 194 | 194 | 2 | 1899.4 | 10 | X | X |  | X | X |  | X | X | X | X | X | X | X |  | X | X |  | Silicone
| Tubes Tracheostomy/Laryngectomy | ICU Medical Inc | 60P040 | TUBE TRACHEOSTOMY SIZE 4.0 L41MM OD6MM ID4MM WHITE SILICONE CUFFLESS HYDROPHOBIC HYPOALLERGENIC WIRE REINFORCED REPROCESSIBLE FLEXIBLE IMPROVED FIT INTEGRATED 15MM CONNECTOR MR CONDITIONAL TRACH TIE IMPROVED WEANING CE MARKED STERILE PEDIATRIC LATEX FREE PORTEX BIVONA | Silicone | EA | 1 | 48.69 | 51.12 | 52.71 | 55.49 | 72.22 | 52 | 49518.11 | 947 | Alternative | 76% | Tracoe | 37045 | TUBE TRACHEOSTOMY SIZE 4.5 L42MM OD6.6MM ID4.5MM WHITE SILICONE DEHP FREE CUFFLESS KINK RESISTANT THERMALLY STABLE NECK STRAP RING OBTURATOR MR CONDITIONAL RADIOPAQUE VERY SOFT TUBE TIP STERILE PEDIATRIC LATEX FREE TRACOE Silcosoft | BX |  | 68 | 68 | 68 | 68 | 68 | 1 | 204 | 3 |  |  | X | X | X | X | X | X | X | X | X | X | X |  | X | X |  | Silicone
| Tubes Tracheostomy/Laryngectomy | ICU Medical Inc | 60P040 | TUBE TRACHEOSTOMY SIZE 4.0 L41MM OD6MM ID4MM WHITE SILICONE CUFFLESS HYDROPHOBIC HYPOALLERGENIC WIRE REINFORCED REPROCESSIBLE FLEXIBLE IMPROVED FIT INTEGRATED 15MM CONNECTOR MR CONDITIONAL TRACH TIE IMPROVED WEANING CE MARKED STERILE PEDIATRIC LATEX FREE PORTEX BIVONA | Silicone | EA | 1 | 48.69 | 51.12 | 52.71 | 55.49 | 72.22 | 52 | 49518.11 | 947 | Alternative | 75% | Tracoe | 35535 | TUBE TRACHEOSTOMY SIZE 3.5 L40MM OD5MM ID3.5MM CUFFLESS OBTURATOR INTEGRATED 15MM CONNECTOR NECK STRAP FUNNEL SHAPED INNER DESIGN THIN WALL STERILE PEDIATRIC LATEX FREE TRACOE MINI | EA | 1 | 35.54 | 35.54 | 36 | 41.5 | 41.5 | 3 | 1578.18 | 41 |  |  | X | X | X | X | X | X | X | X | X | X |  |  | X | X | X | Silicone
| Tubes Tracheostomy/Laryngectomy | ICU Medical Inc | 60P040 | TUBE TRACHEOSTOMY SIZE 4.0 L41MM OD6MM ID4MM WHITE SILICONE CUFFLESS HYDROPHOBIC HYPOALLERGENIC WIRE REINFORCED REPROCESSIBLE FLEXIBLE IMPROVED FIT INTEGRATED 15MM CONNECTOR MR CONDITIONAL TRACH TIE IMPROVED WEANING CE MARKED STERILE PEDIATRIC LATEX FREE PORTEX BIVONA | Silicone | EA | 1 | 48.69 | 51.12 | 52.71 | 55.49 | 72.22 | 52 | 49518.11 | 947 | Alternative | 75% | Tracoe | 35040 | TUBE TRACHEOSTOMY SIZE 4.0 L36MM OD5.6MM ID4MM CUFFLESS OBTURATOR INTEGRATED 15MM CONNECTOR NECK STRAP FUNNEL SHAPED INNER DESIGN THIN WALL STERILE NEONATAL LATEX FREE TRACOE MINI | EA | 1 | 35.54 | 35.54 | 35.54 | 36 | 36 | 2 | 355.86 | 10 | X |  |  | X | X | X | X | X | X | X | X | X |  |  | X | X | X | Silicone
| Tubes Tracheostomy/Laryngectomy | ICU Medical Inc | 60P040 | TUBE TRACHEOSTOMY SIZE 4.0 L41MM OD6MM ID4MM WHITE SILICONE CUFFLESS HYDROPHOBIC HYPOALLERGENIC WIRE REINFORCED REPROCESSIBLE FLEXIBLE IMPROVED FIT INTEGRATED 15MM CONNECTOR MR CONDITIONAL TRACH TIE IMPROVED WEANING CE MARKED STERILE PEDIATRIC LATEX FREE PORTEX BIVONA | Silicone | EA | 1 | 48.69 | 51.12 | 52.71 | 55.49 | 72.22 | 52 | 49518.11 | 947 | Alternative | 75% | Tracoe | 35540 | TUBE TRACHEOSTOMY SIZE 4.0 L44MM OD5.6MM ID4MM CUFFLESS OBTURATOR INTEGRATED 15MM CONNECTOR NECK STRAP FUNNEL SHAPED INNER DESIGN THIN WALL STERILE PEDIATRIC LATEX FREE TRACOE MINI | EA | 1 | 35.54 | 35.54 | 35.54 | 36 | 36 | 2 | 462.48 | 13 | X |  |  | X | X | X | X | X | X | X | X | X |  |  | X | X | X | Silicone
| Tubes Tracheostomy/Laryngectomy | ICU Medical Inc | 60P040 | TUBE TRACHEOSTOMY SIZE 4.0 L41MM OD6MM ID4MM WHITE SILICONE CUFFLESS HYDROPHOBIC HYPOALLERGENIC WIRE REINFORCED REPROCESSIBLE FLEXIBLE IMPROVED FIT INTEGRATED 15MM CONNECTOR MR CONDITIONAL TRACH TIE IMPROVED WEANING CE MARKED STERILE PEDIATRIC LATEX FREE PORTEX BIVONA | Silicone | EA | 1 | 48.69 | 51.12 | 52.71 | 55.49 | 72.22 | 52 | 49518.11 | 947 | Alternative | 75% | Tracoe | 10104 | TUBE TRACHEOSTOMY SIZE 4.0 L50MM OD5.6MM ID4MM CLEAR POLYMER CUFFLESS NECK STRAP FLEXIBLE MR CONDITIONAL ADULT LATEX FREE TRACOE COMFORT | [10 empty] | X |  |  | X | X | X | X | X | X | X | X | X |  |  | X | X | X | Polymer
| Tubes Tracheostomy/Laryngectomy | ICU Medical Inc | 60P040 | TUBE TRACHEOSTOMY SIZE 4.0 L41MM OD6MM ID4MM WHITE SILICONE CUFFLESS HYDROPHOBIC HYPOALLERGENIC WIRE REINFORCED REPROCESSIBLE FLEXIBLE IMPROVED FIT INTEGRATED 15MM CONNECTOR MR CONDITIONAL TRACH TIE IMPROVED WEANING CE MARKED STERILE PEDIATRIC LATEX FREE PORTEX BIVONA | Silicone | EA | 1 | 48.69 | 51.12 | 52.71 | 55.49 | 72.22 | 52 | 49518.11 | 947 | Alternative | 75% | Tracoe | 10103 | TUBE TRACHEOSTOMY SIZE 3.0 L42MM OD4.8MM ID3.5MM CLEAR POLYMER CUFFLESS NECK STRAP FLEXIBLE MR CONDITIONAL ADULT LATEX FREE TRACOE COMFORT | [12 empty] | X | X | X | X | X | X | X | X | X | X |  |  | X | X | X | Polymer
| Tubes Tracheostomy/Laryngectomy | ICU Medical Inc | 60P045 | TUBE TRACHEOSTOMY SIZE 4.5 L42MM OD6.7MM ID4.5MM WHITE SILICONE CUFFLESS HYDROPHOBIC HYPOALLERGENIC WIRE REINFORCED REPROCESSIBLE FLEXIBLE IMPROVED FIT INTEGRATED 15MM CONNECTOR MR CONDITIONAL TRACH TIE IMPROVED WEANING CE MARKED STERILE PEDIATRIC LATEX FREE PORTEX BIVONA | Silicone | EA | 1 | 48.69 | 51.13 | 52.71 | 55.49 | 72.22 | 45 | 32063.65 | 603 | Alternative | 97% | Medtronic Minimally Invasive | 45PEF | TUBE TRACHEOSTOMY SIZE 4.5 L42MM OD6.7MM ID4.5MM WHITE POLYVINYLCHLORIDE DEHP FREE CUFFLESS INTEGRATED CONNECTOR TRANSPARENT FLANGE TAPE TIE RECESS PROMOTE AIRFLOW FLEXIBLE MR CONDITIONAL PEDIATRIC LATEX FREE DISPOSABLE SHILEY | EA | 1 | 39.91 | 45.5 | 45.95 | 46.43 | 53.62 | 91 | 43970.54 | 945 | X | X | X | X | X | X | X | X | X | X | X | X |  | X | X | X | X | PVC
| Tubes Tracheostomy/Laryngectomy | ICU Medical Inc | 60P045 | TUBE TRACHEOSTOMY SIZE 4.5 L42MM OD6.7MM ID4.5MM WHITE SILICONE CUFFLESS HYDROPHOBIC HYPOALLERGENIC WIRE REINFORCED REPROCESSIBLE FLEXIBLE IMPROVED FIT INTEGRATED 15MM CONNECTOR MR CONDITIONAL TRACH TIE IMPROVED WEANING CE MARKED STERILE PEDIATRIC LATEX FREE PORTEX BIVONA | Silicone | EA | 1 | 48.69 | 51.13 | 52.71 | 55.49 | 72.22 | 45 | 32063.65 | 603 | Alternative | 97% | Medtronic Minimally Invasive | 45PEF | TUBE TRACHEOSTOMY SIZE 4.5 L42MM OD6.7MM ID4.5MM WHITE POLYVINYLCHLORIDE DEHP FREE CUFFLESS INTEGRATED CONNECTOR TRANSPARENT FLANGE TAPE TIE RECESS PROMOTE AIRFLOW FLEXIBLE MR CONDITIONAL PEDIATRIC LATEX FREE DISPOSABLE SHILEY | BX |  | 45.84 | 46.43 | 46.43 | 46.43 | 49.6 | 5 | 10117.24 | 218 | X | X | X | X | X | X | X | X | X | X | X | X |  | X | X | X | X | PVC
| Tubes Tracheostomy/Laryngectomy | ICU Medical Inc | 60P045 | TUBE TRACHEOSTOMY SIZE 4.5 L42MM OD6.7MM ID4.5MM WHITE SILICONE CUFFLESS HYDROPHOBIC HYPOALLERGENIC WIRE REINFORCED REPROCESSIBLE FLEXIBLE IMPROVED FIT INTEGRATED 15MM CONNECTOR MR CONDITIONAL TRACH TIE IMPROVED WEANING CE MARKED STERILE PEDIATRIC LATEX FREE PORTEX BIVONA | Silicone | EA | 1 | 48.69 | 51.13 | 52.71 | 55.49 | 72.22 | 45 | 32063.65 | 603 | Alternative | 97% | Medtronic Minimally Invasive | 45PEF | TUBE TRACHEOSTOMY SIZE 4.5 L42MM OD6.7MM ID4.5MM WHITE POLYVINYLCHLORIDE DEHP FREE CUFFLESS INTEGRATED CONNECTOR TRANSPARENT FLANGE TAPE TIE RECESS PROMOTE AIRFLOW FLEXIBLE MR CONDITIONAL PEDIATRIC LATEX FREE DISPOSABLE SHILEY | PK |  | 46.43 | 46.43 | 46.43 | 46.43 | 46.43 | 2 | 185.72 | 4 | X | X | X | X | X | X | X | X | X | X | X | X |  | X | X | X | X | PVC
| Tubes Tracheostomy/Laryngectomy | ICU Medical Inc | 60P045 | TUBE TRACHEOSTOMY SIZE 4.5 L42MM OD6.7MM ID4.5MM WHITE SILICONE CUFFLESS HYDROPHOBIC HYPOALLERGENIC WIRE REINFORCED REPROCESSIBLE FLEXIBLE IMPROVED FIT INTEGRATED 15MM CONNECTOR MR CONDITIONAL TRACH TIE IMPROVED WEANING CE MARKED STERILE PEDIATRIC LATEX FREE PORTEX BIVONA | Silicone | EA | 1 | 48.69 | 51.13 | 52.71 | 55.49 | 72.22 | 45 | 32063.65 | 603 | Alternative | 97% | Medtronic Minimally Invasive | 45PEFP | TUBE TRACHEOSTOMY SIZE 4.5 L42MM OD6.7MM ID4.5MM WHITE POLYVINYLCHLORIDE DEHP FREE CUFFLESS INTEGRATED CONNECTOR TRANSPARENT FLANGE TAPE TIE RECESS PROMOTE AIRFLOW FLEXIBLE MR CONDITIONAL PEDIATRIC LATEX FREE DISPOSABLE SHILEY | [10 empty] | X | X | X | X | X | X | X | X | X | X | X | X |  | X | X | X | X | PVC
| Tubes Tracheostomy/Laryngectomy | ICU Medical Inc | 60P045 | TUBE TRACHEOSTOMY SIZE 4.5 L42MM OD6.7MM ID4.5MM WHITE SILICONE CUFFLESS HYDROPHOBIC HYPOALLERGENIC WIRE REINFORCED REPROCESSIBLE FLEXIBLE IMPROVED FIT INTEGRATED 15MM CONNECTOR MR CONDITIONAL TRACH TIE IMPROVED WEANING CE MARKED STERILE PEDIATRIC LATEX FREE PORTEX BIVONA | Silicone | EA | 1 | 48.69 | 51.13 | 52.71 | 55.49 | 72.22 | 45 | 32063.65 | 603 | Alternative | 95% | Tracoe | 37145 | TUBE TRACHEOSTOMY SIZE 4.5 L42MM OD6.6MM ID4.5MM WHITE SILICONE DEHP FREE CUFFLESS KINK RESISTANT EXTENDED LENGTH THERMALLY STABLE NECK STRAP RING OBTURATOR MR CONDITIONAL RADIOPAQUE VERY SOFT TUBE TIP STERILE PEDIATRIC LATEX FREE TRACOE Silcosoft | EA | 1 | 68 | 68 | 91 | 91 | 91 | 3 | 4503 | 51 | X | X | X | X | X | X | X | X | X | X | X | X | X |  | X | X |  | Silicone
| Tubes Tracheostomy/Laryngectomy | ICU Medical Inc | 60P045 | TUBE TRACHEOSTOMY SIZE 4.5 L42MM OD6.7MM ID4.5MM WHITE SILICONE CUFFLESS HYDROPHOBIC HYPOALLERGENIC WIRE REINFORCED REPROCESSIBLE FLEXIBLE IMPROVED FIT INTEGRATED 15MM CONNECTOR MR CONDITIONAL TRACH TIE IMPROVED WEANING CE MARKED STERILE PEDIATRIC LATEX FREE PORTEX BIVONA | Silicone | EA | 1 | 48.69 | 51.13 | 52.71 | 55.49 | 72.22 | 45 | 32063.65 | 603 | Alternative | 95% | Tracoe | 37045 | TUBE TRACHEOSTOMY SIZE 4.5 L42MM OD6.6MM ID4.5MM WHITE SILICONE DEHP FREE CUFFLESS KINK RESISTANT THERMALLY STABLE NECK STRAP RING OBTURATOR MR CONDITIONAL RADIOPAQUE VERY SOFT TUBE TIP STERILE PEDIATRIC LATEX FREE TRACOE Silcosoft | EA | 1 | 63 | 63 | 63 | 68 | 68 | 2 | 1348 | 21 | X | X | X | X | X | X | X | X | X | X | X | X | X |  | X | X |  | Silicone
| Tubes Tracheostomy/Laryngectomy | ICU Medical Inc | 60P045 | TUBE TRACHEOSTOMY SIZE 4.5 L42MM OD6.7MM ID4.5MM WHITE SILICONE CUFFLESS HYDROPHOBIC HYPOALLERGENIC WIRE REINFORCED REPROCESSIBLE FLEXIBLE IMPROVED FIT INTEGRATED 15MM CONNECTOR MR CONDITIONAL TRACH TIE IMPROVED WEANING CE MARKED STERILE PEDIATRIC LATEX FREE PORTEX BIVONA | Silicone | EA | 1 | 48.69 | 51.13 | 52.71 | 55.49 | 72.22 | 45 | 32063.65 | 603 | Alternative | 95% | Tracoe | 37045 | TUBE TRACHEOSTOMY SIZE 4.5 L42MM OD6.6MM ID4.5MM WHITE SILICONE DEHP FREE CUFFLESS KINK RESISTANT THERMALLY STABLE NECK STRAP RING OBTURATOR MR CONDITIONAL RADIOPAQUE VERY SOFT TUBE TIP STERILE PEDIATRIC LATEX FREE TRACOE Silcosoft | BX |  | 68 | 68 | 68 | 68 | 68 | 1 | 204 | 3 | X | X | X | X | X | X | X | X | X | X | X | X | X |  | X | X |  | Silicone
| Tubes Tracheostomy/Laryngectomy | ICU Medical Inc | 60P045 | TUBE TRACHEOSTOMY SIZE 4.5 L42MM OD6.7MM ID4.5MM WHITE SILICONE CUFFLESS HYDROPHOBIC HYPOALLERGENIC WIRE REINFORCED REPROCESSIBLE FLEXIBLE IMPROVED FIT INTEGRATED 15MM CONNECTOR MR CONDITIONAL TRACH TIE IMPROVED WEANING CE MARKED STERILE PEDIATRIC LATEX FREE PORTEX BIVONA | Silicone | EA | 1 | 48.69 | 51.13 | 52.71 | 55.49 | 72.22 | 45 | 32063.65 | 603 | Alternative | 87% | Medtronic Minimally Invasive | 45PCF | TUBE TRACHEOSTOMY SIZE 4.5 L42MM OD6.7MM ID4.5MM WHITE POLYVINYLCHLORIDE DEHP FREE TAPERGUARD CUFF INTEGRATED CONNECTOR TRANSPARENT FLANGE TAPE TIE RECESS PROMOTE AIRFLOW FLEXIBLE MR CONDITIONAL PEDIATRIC LATEX FREE DISPOSABLE SHILEY | EA | 1 | 45.5 | 58.67 | 60.87 | 65 | 72.12 | 51 | 32840.0198 | 521 | X | X | X | X | X |  | X | X | X | X | X | X |  | X | X | X | X | PVC
| Tubes Tracheostomy/Laryngectomy | ICU Medical Inc | 60P045 | TUBE TRACHEOSTOMY SIZE 4.5 L42MM OD6.7MM ID4.5MM WHITE SILICONE CUFFLESS HYDROPHOBIC HYPOALLERGENIC WIRE REINFORCED REPROCESSIBLE FLEXIBLE IMPROVED FIT INTEGRATED 15MM CONNECTOR MR CONDITIONAL TRACH TIE IMPROVED WEANING CE MARKED STERILE PEDIATRIC LATEX FREE PORTEX BIVONA | Silicone | EA | 1 | 48.69 | 51.13 | 52.71 | 55.49 | 72.22 | 45 | 32063.65 | 603 | Alternative | 87% | Medtronic Minimally Invasive | 45NEF | TUBE TRACHEOSTOMY SIZE 4.5 L36MM OD6.7MM ID4.5MM WHITE POLYVINYLCHLORIDE DEHP FREE CUFFLESS INTEGRATED CONNECTOR TRANSPARENT FLANGE TAPE TIE RECESS PROMOTE AIRFLOW FLEXIBLE MR CONDITIONAL NEONATAL LATEX FREE DISPOSABLE SHILEY | EA | 1 | 39.91 | 44.8 | 45.96 | 46.64 | 57.02 | 33 | 19207.36 | 410 | X | X |  | X | X | X | X | X | X | X | X | X |  | X | X | X | X | PVC
| Tubes Tracheostomy/Laryngectomy | ICU Medical Inc | 60P045 | TUBE TRACHEOSTOMY SIZE 4.5 L42MM OD6.7MM ID4.5MM WHITE SILICONE CUFFLESS HYDROPHOBIC HYPOALLERGENIC WIRE REINFORCED REPROCESSIBLE FLEXIBLE IMPROVED FIT INTEGRATED 15MM CONNECTOR MR CONDITIONAL TRACH TIE IMPROVED WEANING CE MARKED STERILE PEDIATRIC LATEX FREE PORTEX BIVONA | Silicone | EA | 1 | 48.69 | 51.13 | 52.71 | 55.49 | 72.22 | 45 | 32063.65 | 603 | Alternative | 87% | Medtronic Minimally Invasive | 45PCF | TUBE TRACHEOSTOMY SIZE 4.5 L42MM OD6.7MM ID4.5MM WHITE POLYVINYLCHLORIDE DEHP FREE TAPERGUARD CUFF INTEGRATED CONNECTOR TRANSPARENT FLANGE TAPE TIE RECESS PROMOTE AIRFLOW FLEXIBLE MR CONDITIONAL PEDIATRIC LATEX FREE DISPOSABLE SHILEY | BX |  | 39.02 | 39.02 | 58.93 | 59.11 | 65 | 4 | 2819.26 | 44 | X | X | X | X | X |  | X | X | X | X | X | X |  | X | X | X | X | PVC
| Tubes Tracheostomy/Laryngectomy | ICU Medical Inc | 60P045 | TUBE TRACHEOSTOMY SIZE 4.5 L42MM OD6.7MM ID4.5MM WHITE SILICONE CUFFLESS HYDROPHOBIC HYPOALLERGENIC WIRE REINFORCED REPROCESSIBLE FLEXIBLE IMPROVED FIT INTEGRATED 15MM CONNECTOR MR CONDITIONAL TRACH TIE IMPROVED WEANING CE MARKED STERILE PEDIATRIC LATEX FREE PORTEX BIVONA | Silicone | EA | 1 | 48.69 | 51.13 | 52.71 | 55.49 | 72.22 | 45 | 32063.65 | 603 | Alternative | 87% | Medtronic Minimally Invasive | 45PCF | TUBE TRACHEOSTOMY SIZE 4.5 L42MM OD6.7MM ID4.5MM WHITE POLYVINYLCHLORIDE DEHP FREE TAPERGUARD CUFF INTEGRATED CONNECTOR TRANSPARENT FLANGE TAPE TIE RECESS PROMOTE AIRFLOW FLEXIBLE MR CONDITIONAL PEDIATRIC LATEX FREE DISPOSABLE SHILEY | PK |  | 69.1 | 69.1 | 69.1 | 69.1 | 69.1 | 1 | 69.1 | 1 | X | X | X | X | X |  | X | X | X | X | X | X |  | X | X | X | X | PVC
| Tubes Tracheostomy/Laryngectomy | ICU Medical Inc | 60P045 | TUBE TRACHEOSTOMY SIZE 4.5 L42MM OD6.7MM ID4.5MM WHITE SILICONE CUFFLESS HYDROPHOBIC HYPOALLERGENIC WIRE REINFORCED REPROCESSIBLE FLEXIBLE IMPROVED FIT INTEGRATED 15MM CONNECTOR MR CONDITIONAL TRACH TIE IMPROVED WEANING CE MARKED STERILE PEDIATRIC LATEX FREE PORTEX BIVONA | Silicone | EA | 1 | 48.69 | 51.13 | 52.71 | 55.49 | 72.22 | 45 | 32063.65 | 603 | Alternative | 87% | Medtronic Minimally Invasive | 45NEF | TUBE TRACHEOSTOMY SIZE 4.5 L36MM OD6.7MM ID4.5MM WHITE POLYVINYLCHLORIDE DEHP FREE CUFFLESS INTEGRATED CONNECTOR TRANSPARENT FLANGE TAPE TIE RECESS PROMOTE AIRFLOW FLEXIBLE MR CONDITIONAL NEONATAL LATEX FREE DISPOSABLE SHILEY | BX |  | 27.08 | 27.08 | 27.08 | 27.08 | 27.08 | 1 | 54.16 | 2 | X | X |  | X | X | X | X | X | X | X | X | X |  | X | X | X | X | PVC
| Tubes Tracheostomy/Laryngectomy | ICU Medical Inc | 60P045 | TUBE TRACHEOSTOMY SIZE 4.5 L42MM OD6.7MM ID4.5MM WHITE SILICONE CUFFLESS HYDROPHOBIC HYPOALLERGENIC WIRE REINFORCED REPROCESSIBLE FLEXIBLE IMPROVED FIT INTEGRATED 15MM CONNECTOR MR CONDITIONAL TRACH TIE IMPROVED WEANING CE MARKED STERILE PEDIATRIC LATEX FREE PORTEX BIVONA | Silicone | EA | 1 | 48.69 | 51.13 | 52.71 | 55.49 | 72.22 | 45 | 32063.65 | 603 | Alternative | 87% | Medtronic Minimally Invasive | 45NEFP | TUBE TRACHEOSTOMY SIZE 4.5 L36MM OD6.7MM ID4.5MM WHITE POLYVINYLCHLORIDE DEHP FREE CUFFLESS INTEGRATED CONNECTOR TRANSPARENT FLANGE TAPE TIE RECESS PROMOTE AIRFLOW FLEXIBLE MR CONDITIONAL NEONATAL LATEX FREE DISPOSABLE SHILEY | [10 empty] | X | X |  | X | X | X | X | X | X | X | X | X |  | X | X | X | X | PVC
| Tubes Tracheostomy/Laryngectomy | ICU Medical Inc | 60P045 | TUBE TRACHEOSTOMY SIZE 4.5 L42MM OD6.7MM ID4.5MM WHITE SILICONE CUFFLESS HYDROPHOBIC HYPOALLERGENIC WIRE REINFORCED REPROCESSIBLE FLEXIBLE IMPROVED FIT INTEGRATED 15MM CONNECTOR MR CONDITIONAL TRACH TIE IMPROVED WEANING CE MARKED STERILE PEDIATRIC LATEX FREE PORTEX BIVONA | Silicone | EA | 1 | 48.69 | 51.13 | 52.71 | 55.49 | 72.22 | 45 | 32063.65 | 603 | Alternative | 85% | Tracoe | 37245 | TUBE TRACHEOSTOMY SIZE 4.5 L42MM OD6.6MM ID4.5MM WHITE SILICONE DEHP FREE WATER CUFF KINK RESISTANT THERMALLY STABLE NECK STRAP RING OBTURATOR MR CONDITIONAL RADIOPAQUE VERY SOFT TUBE TIP STERILE PEDIATRIC LATEX FREE TRACOE Silcosoft | EA | 1 | 183.85 | 183.85 | 194 | 194 | 194 | 3 | 3573.1 | 18 | X | X | X | X | X |  | X | X | X | X | X | X | X |  | X | X |  | Silicone
| Tubes Tracheostomy/Laryngectomy | ICU Medical Inc | 60P045 | TUBE TRACHEOSTOMY SIZE 4.5 L42MM OD6.7MM ID4.5MM WHITE SILICONE CUFFLESS HYDROPHOBIC HYPOALLERGENIC WIRE REINFORCED REPROCESSIBLE FLEXIBLE IMPROVED FIT INTEGRATED 15MM CONNECTOR MR CONDITIONAL TRACH TIE IMPROVED WEANING CE MARKED STERILE PEDIATRIC LATEX FREE PORTEX BIVONA | Silicone | EA | 1 | 48.69 | 51.13 | 52.71 | 55.49 | 72.22 | 45 | 32063.65 | 603 | Alternative | 85% | Tracoe | 37345 | TUBE TRACHEOSTOMY SIZE 4.5 L42MM OD6.6MM ID4.5MM WHITE SILICONE DEHP FREE KINK RESISTANT EXTENDED LENGTH THERMALLY STABLE NECK STRAP RING OBTURATOR MR CONDITIONAL RADIOPAQUE VERY SOFT TUBE TIP STERILE PEDIATRIC LATEX FREE TRACOE Silcosoft | EA | 1 | 204 | 204 | 206 | 206 | 206 | 3 | 21572 | 105 | X | X | X | X | X |  | X | X | X | X | X | X | X |  | X | X |  | Silicone
| Tubes Tracheostomy/Laryngectomy | ICU Medical Inc | 60P045 | TUBE TRACHEOSTOMY SIZE 4.5 L42MM OD6.7MM ID4.5MM WHITE SILICONE CUFFLESS HYDROPHOBIC HYPOALLERGENIC WIRE REINFORCED REPROCESSIBLE FLEXIBLE IMPROVED FIT INTEGRATED 15MM CONNECTOR MR CONDITIONAL TRACH TIE IMPROVED WEANING CE MARKED STERILE PEDIATRIC LATEX FREE PORTEX BIVONA | Silicone | EA | 1 | 48.69 | 51.13 | 52.71 | 55.49 | 72.22 | 45 | 32063.65 | 603 | Alternative | 78% | Medtronic Minimally Invasive | 40PEF | TUBE TRACHEOSTOMY SIZE 4.0 L41MM OD6MM ID4MM WHITE POLYVINYLCHLORIDE DEHP FREE CUFFLESS INTEGRATED CONNECTOR TRANSPARENT FLANGE TAPE TIE RECESS PROMOTE AIRFLOW FLEXIBLE MR CONDITIONAL PEDIATRIC LATEX FREE DISPOSABLE SHILEY | EA | 1 | 36.39 | 44.8 | 45.5 | 46.43 | 55.2 | 114 | 67766.96 | 1465 |  |  | X | X | X | X | X | X | X | X | X | X |  | X | X | X | X | PVC
| Tubes Tracheostomy/Laryngectomy | ICU Medical Inc | 60P045 | TUBE TRACHEOSTOMY SIZE 4.5 L42MM OD6.7MM ID4.5MM WHITE SILICONE CUFFLESS HYDROPHOBIC HYPOALLERGENIC WIRE REINFORCED REPROCESSIBLE FLEXIBLE IMPROVED FIT INTEGRATED 15MM CONNECTOR MR CONDITIONAL TRACH TIE IMPROVED WEANING CE MARKED STERILE PEDIATRIC LATEX FREE PORTEX BIVONA | Silicone | EA | 1 | 48.69 | 51.13 | 52.71 | 55.49 | 72.22 | 45 | 32063.65 | 603 | Alternative | 78% | Medtronic Minimally Invasive | 40PEF | TUBE TRACHEOSTOMY SIZE 4.0 L41MM OD6MM ID4MM WHITE POLYVINYLCHLORIDE DEHP FREE CUFFLESS INTEGRATED CONNECTOR TRANSPARENT FLANGE TAPE TIE RECESS PROMOTE AIRFLOW FLEXIBLE MR CONDITIONAL PEDIATRIC LATEX FREE DISPOSABLE SHILEY | BX |  | 40.31 | 42.77 | 45.04 | 45.5 | 46.43 | 8 | 2508.61 | 57 |  |  | X | X | X | X | X | X | X | X | X | X |  | X | X | X | X | PVC
| Tubes Tracheostomy/Laryngectomy | ICU Medical Inc | 60P045 | TUBE TRACHEOSTOMY SIZE 4.5 L42MM OD6.7MM ID4.5MM WHITE SILICONE CUFFLESS HYDROPHOBIC HYPOALLERGENIC WIRE REINFORCED REPROCESSIBLE FLEXIBLE IMPROVED FIT INTEGRATED 15MM CONNECTOR MR CONDITIONAL TRACH TIE IMPROVED WEANING CE MARKED STERILE PEDIATRIC LATEX FREE PORTEX BIVONA | Silicone | EA | 1 | 48.69 | 51.13 | 52.71 | 55.49 | 72.22 | 45 | 32063.65 | 603 | Alternative | 78% | Medtronic Minimally Invasive | 45NCF | TUBE TRACHEOSTOMY SIZE 4.5 L36MM OD6.7MM ID4.5MM WHITE POLYVINYLCHLORIDE DEHP FREE TAPERGUARD CUFF INTEGRATED CONNECTOR TRANSPARENT FLANGE TAPE TIE RECESS PROMOTE AIRFLOW FLEXIBLE MR CONDITIONAL NEONATAL LATEX FREE DISPOSABLE SHILEY | EA | 1 | 45.2317 | 45.2317 | 58.95 | 69.03 | 69.03 | 3 | 1227.7302 | 20 | X | X |  | X | X |  | X | X | X | X | X | X |  | X | X | X | X | PVC
| Tubes Tracheostomy/Laryngectomy | ICU Medical Inc | 60P045 | TUBE TRACHEOSTOMY SIZE 4.5 L42MM OD6.7MM ID4.5MM WHITE SILICONE CUFFLESS HYDROPHOBIC HYPOALLERGENIC WIRE REINFORCED REPROCESSIBLE FLEXIBLE IMPROVED FIT INTEGRATED 15MM CONNECTOR MR CONDITIONAL TRACH TIE IMPROVED WEANING CE MARKED STERILE PEDIATRIC LATEX FREE PORTEX BIVONA | Silicone | EA | 1 | 48.69 | 51.13 | 52.71 | 55.49 | 72.22 | 45 | 32063.65 | 603 | Alternative | 78% | Medtronic Minimally Invasive | 40PEF | TUBE TRACHEOSTOMY SIZE 4.0 L41MM OD6MM ID4MM WHITE POLYVINYLCHLORIDE DEHP FREE CUFFLESS INTEGRATED CONNECTOR TRANSPARENT FLANGE TAPE TIE RECESS PROMOTE AIRFLOW FLEXIBLE MR CONDITIONAL PEDIATRIC LATEX FREE DISPOSABLE SHILEY | CS |  | 45.5 | 45.5 | 45.5 | 45.5 | 45.5 | 1 | 91 | 2 |  |  | X | X | X | X | X | X | X | X | X | X |  | X | X | X | X | PVC
| Tubes Tracheostomy/Laryngectomy | ICU Medical Inc | 60P045 | TUBE TRACHEOSTOMY SIZE 4.5 L42MM OD6.7MM ID4.5MM WHITE SILICONE CUFFLESS HYDROPHOBIC HYPOALLERGENIC WIRE REINFORCED REPROCESSIBLE FLEXIBLE IMPROVED FIT INTEGRATED 15MM CONNECTOR MR CONDITIONAL TRACH TIE IMPROVED WEANING CE MARKED STERILE PEDIATRIC LATEX FREE PORTEX BIVONA | Silicone | EA | 1 | 48.69 | 51.13 | 52.71 | 55.49 | 72.22 | 45 | 32063.65 | 603 | Alternative | 78% | Medtronic Minimally Invasive | 40PEFP | TUBE TRACHEOSTOMY SIZE 4.0 L41MM OD6MM ID4MM WHITE POLYVINYLCHLORIDE DEHP FREE CUFFLESS INTEGRATED CONNECTOR TRANSPARENT FLANGE TAPE TIE RECESS PROMOTE AIRFLOW FLEXIBLE MR CONDITIONAL PEDIATRIC LATEX FREE DISPOSABLE SHILEY | [12 empty] | X | X | X | X | X | X | X | X | X | X |  | X | X | X | X | PVC
| Tubes Tracheostomy/Laryngectomy | ICU Medical Inc | 60P045 | TUBE TRACHEOSTOMY SIZE 4.5 L42MM OD6.7MM ID4.5MM WHITE SILICONE CUFFLESS HYDROPHOBIC HYPOALLERGENIC WIRE REINFORCED REPROCESSIBLE FLEXIBLE IMPROVED FIT INTEGRATED 15MM CONNECTOR MR CONDITIONAL TRACH TIE IMPROVED WEANING CE MARKED STERILE PEDIATRIC LATEX FREE PORTEX BIVONA | Silicone | EA | 1 | 48.69 | 51.13 | 52.71 | 55.49 | 72.22 | 45 | 32063.65 | 603 | Alternative | 76% | Tracoe | 37040 | TUBE TRACHEOSTOMY SIZE 4.0 L41MM OD6MM ID4MM WHITE SILICONE DEHP FREE CUFFLESS KINK RESISTANT THERMALLY STABLE NECK STRAP RING OBTURATOR MR CONDITIONAL RADIOPAQUE VERY SOFT TUBE TIP STERILE PEDIATRIC LATEX FREE TRACOE Silcosoft | EA | 1 | 63 | 63 | 63 | 68 | 68 | 4 | 3661 | 57 |  |  | X | X | X | X | X | X | X | X | X | X | X |  | X | X |  | Silicone
| Tubes Tracheostomy/Laryngectomy | ICU Medical Inc | 60P045 | TUBE TRACHEOSTOMY SIZE 4.5 L42MM OD6.7MM ID4.5MM WHITE SILICONE CUFFLESS HYDROPHOBIC HYPOALLERGENIC WIRE REINFORCED REPROCESSIBLE FLEXIBLE IMPROVED FIT INTEGRATED 15MM CONNECTOR MR CONDITIONAL TRACH TIE IMPROVED WEANING CE MARKED STERILE PEDIATRIC LATEX FREE PORTEX BIVONA | Silicone | EA | 1 | 48.69 | 51.13 | 52.71 | 55.49 | 72.22 | 45 | 32063.65 | 603 | Alternative | 76% | Tracoe | 37140 | TUBE TRACHEOSTOMY SIZE 4.0 L41MM OD6MM ID4MM WHITE SILICONE DEHP FREE CUFFLESS KINK RESISTANT EXTENDED LENGTH THERMALLY STABLE NECK STRAP RING OBTURATOR MR CONDITIONAL RADIOPAQUE VERY SOFT TUBE TIP STERILE PEDIATRIC LATEX FREE TRACOE Silcosoft | EA | 1 | 68 | 68 | 91 | 91 | 91 | 3 | 5686 | 64 |  |  | X | X | X | X | X | X | X | X | X | X | X |  | X | X |  | Silicone
| Tubes Tracheostomy/Laryngectomy | ICU Medical Inc | 60P045 | TUBE TRACHEOSTOMY SIZE 4.5 L42MM OD6.7MM ID4.5MM WHITE SILICONE CUFFLESS HYDROPHOBIC HYPOALLERGENIC WIRE REINFORCED REPROCESSIBLE FLEXIBLE IMPROVED FIT INTEGRATED 15MM CONNECTOR MR CONDITIONAL TRACH TIE IMPROVED WEANING CE MARKED STERILE PEDIATRIC LATEX FREE PORTEX BIVONA | Silicone | EA | 1 | 48.69 | 51.13 | 52.71 | 55.49 | 72.22 | 45 | 32063.65 | 603 | Alternative | 75% | Tracoe | 35545 | TUBE TRACHEOSTOMY SIZE 4.5 L48MM OD6.3MM ID4.5MM CUFFLESS OBTURATOR INTEGRATED 15MM CONNECTOR NECK STRAP FUNNEL SHAPED INNER DESIGN THIN WALL STERILE PEDIATRIC LATEX FREE TRACOE MINI | EA | 1 | 35.54 | 35.54 | 35.54 | 36.52 | 36.52 | 2 | 788.74 | 22 | X |  |  | X | X | X | X | X | X | X | X | X |  |  | X | X | X | Silicone
| Tubes Tracheostomy/Laryngectomy | ICU Medical Inc | 60P045 | TUBE TRACHEOSTOMY SIZE 4.5 L42MM OD6.7MM ID4.5MM WHITE SILICONE CUFFLESS HYDROPHOBIC HYPOALLERGENIC WIRE REINFORCED REPROCESSIBLE FLEXIBLE IMPROVED FIT INTEGRATED 15MM CONNECTOR MR CONDITIONAL TRACH TIE IMPROVED WEANING CE MARKED STERILE PEDIATRIC LATEX FREE PORTEX BIVONA | Silicone | EA | 1 | 48.69 | 51.13 | 52.71 | 55.49 | 72.22 | 45 | 32063.65 | 603 | Alternative | 75% | Tracoe | 10105 | TUBE TRACHEOSTOMY SIZE 5.0 L52MM OD6.7MM ID5MM CLEAR POLYMER CUFFLESS NECK STRAP FLEXIBLE MR CONDITIONAL ADULT LATEX FREE TRACOE COMFORT | [11 empty] | X |  | X | X | X | X | X | X | X | X | X |  |  | X | X | X | Polymer
| Tubes Tracheostomy/Laryngectomy | ICU Medical Inc | 60P045 | TUBE TRACHEOSTOMY SIZE 4.5 L42MM OD6.7MM ID4.5MM WHITE SILICONE CUFFLESS HYDROPHOBIC HYPOALLERGENIC WIRE REINFORCED REPROCESSIBLE FLEXIBLE IMPROVED FIT INTEGRATED 15MM CONNECTOR MR CONDITIONAL TRACH TIE IMPROVED WEANING CE MARKED STERILE PEDIATRIC LATEX FREE PORTEX BIVONA | Silicone | EA | 1 | 48.69 | 51.13 | 52.71 | 55.49 | 72.22 | 45 | 32063.65 | 603 | Alternative | 75% | Tracoe | 10103 | TUBE TRACHEOSTOMY SIZE 3.0 L42MM OD4.8MM ID3.5MM CLEAR POLYMER CUFFLESS NECK STRAP FLEXIBLE MR CONDITIONAL ADULT LATEX FREE TRACOE COMFORT | [12 empty] | X | X | X | X | X | X | X | X | X | X |  |  | X | X | X | Polymer
| Tubes Tracheostomy/Laryngectomy | ICU Medical Inc | 60P050 | TUBE TRACHEOSTOMY SIZE 5.0 L44MM OD7.3MM ID5MM WHITE SILICONE CUFFLESS HYDROPHOBIC HYPOALLERGENIC WIRE REINFORCED REPROCESSIBLE FLEXIBLE IMPROVED FIT INTEGRATED 15MM CONNECTOR MR CONDITIONAL TRACH TIE IMPROVED WEANING CE MARKED STERILE PEDIATRIC LATEX FREE PORTEX BIVONA | Silicone | BX | 1 | 61.27 | 61.27 | 61.27 | 61.27 | 61.27 | 1 | 61.27 | 1 | Alternative | 97% | Medtronic Minimally Invasive | 50PEF | TUBE TRACHEOSTOMY SIZE 5.0 L44MM OD7.3MM ID5MM WHITE POLYVINYLCHLORIDE DEHP FREE CUFFLESS INTEGRATED CONNECTOR TRANSPARENT FLANGE TAPE TIE RECESS PROMOTE AIRFLOW FLEXIBLE MR CONDITIONAL PEDIATRIC LATEX FREE DISPOSABLE SHILEY | EA | 1 | 39.91 | 45.07 | 45.96 | 46.75 | 54.44 | 100 | 38878.65 | 831 | X | X | X | X | X | X | X | X | X | X | X | X |  | X | X | X | X | PVC
| Tubes Tracheostomy/Laryngectomy | ICU Medical Inc | 60P050 | TUBE TRACHEOSTOMY SIZE 5.0 L44MM OD7.3MM ID5MM WHITE SILICONE CUFFLESS HYDROPHOBIC HYPOALLERGENIC WIRE REINFORCED REPROCESSIBLE FLEXIBLE IMPROVED FIT INTEGRATED 15MM CONNECTOR MR CONDITIONAL TRACH TIE IMPROVED WEANING CE MARKED STERILE PEDIATRIC LATEX FREE PORTEX BIVONA | Silicone | BX | 1 | 61.27 | 61.27 | 61.27 | 61.27 | 61.27 | 1 | 61.27 | 1 | Alternative | 97% | Medtronic Minimally Invasive | 50PEF | TUBE TRACHEOSTOMY SIZE 5.0 L44MM OD7.3MM ID5MM WHITE POLYVINYLCHLORIDE DEHP FREE CUFFLESS INTEGRATED CONNECTOR TRANSPARENT FLANGE TAPE TIE RECESS PROMOTE AIRFLOW FLEXIBLE MR CONDITIONAL PEDIATRIC LATEX FREE DISPOSABLE SHILEY | BX |  | 40.31 | 45.5 | 45.95 | 46.43 | 53.09 | 11 | 7217.81 | 156 | X | X | X | X | X | X | X | X | X | X | X | X |  | X | X | X | X | PVC
| Tubes Tracheostomy/Laryngectomy | ICU Medical Inc | 60P050 | TUBE TRACHEOSTOMY SIZE 5.0 L44MM OD7.3MM ID5MM WHITE SILICONE CUFFLESS HYDROPHOBIC HYPOALLERGENIC WIRE REINFORCED REPROCESSIBLE FLEXIBLE IMPROVED FIT INTEGRATED 15MM CONNECTOR MR CONDITIONAL TRACH TIE IMPROVED WEANING CE MARKED STERILE PEDIATRIC LATEX FREE PORTEX BIVONA | Silicone | BX | 1 | 61.27 | 61.27 | 61.27 | 61.27 | 61.27 | 1 | 61.27 | 1 | Alternative | 97% | Medtronic Minimally Invasive | 50PEFP | TUBE TRACHEOSTOMY SIZE 5.0 L44MM OD7.3MM ID5MM WHITE POLYVINYLCHLORIDE DEHP FREE CUFFLESS INTEGRATED CONNECTOR TRANSPARENT FLANGE TAPE TIE RECESS PROMOTE AIRFLOW FLEXIBLE MR CONDITIONAL PEDIATRIC LATEX FREE DISPOSABLE SHILEY | [10 empty] | X | X | X | X | X | X | X | X | X | X | X | X |  | X | X | X | X | PVC
| Tubes Tracheostomy/Laryngectomy | ICU Medical Inc | 60P050 | TUBE TRACHEOSTOMY SIZE 5.0 L44MM OD7.3MM ID5MM WHITE SILICONE CUFFLESS HYDROPHOBIC HYPOALLERGENIC WIRE REINFORCED REPROCESSIBLE FLEXIBLE IMPROVED FIT INTEGRATED 15MM CONNECTOR MR CONDITIONAL TRACH TIE IMPROVED WEANING CE MARKED STERILE PEDIATRIC LATEX FREE PORTEX BIVONA | Silicone | BX | 1 | 61.27 | 61.27 | 61.27 | 61.27 | 61.27 | 1 | 61.27 | 1 | Alternative | 95% | Tracoe | 37050 | TUBE TRACHEOSTOMY SIZE 5.0 L44MM OD7.3MM ID5MM WHITE SILICONE DEHP FREE CUFFLESS KINK RESISTANT THERMALLY STABLE NECK STRAP RING OBTURATOR MR CONDITIONAL RADIOPAQUE VERY SOFT TUBE TIP STERILE PEDIATRIC LATEX FREE TRACOE Silcosoft | EA | 1 | 63 | 63 | 63 | 68 | 68 | 2 | 1373 | 21 | X | X | X | X | X | X | X | X | X | X | X | X | X |  | X | X |  | Silicone
| Tubes Tracheostomy/Laryngectomy | ICU Medical Inc | 60P050 | TUBE TRACHEOSTOMY SIZE 5.0 L44MM OD7.3MM ID5MM WHITE SILICONE CUFFLESS HYDROPHOBIC HYPOALLERGENIC WIRE REINFORCED REPROCESSIBLE FLEXIBLE IMPROVED FIT INTEGRATED 15MM CONNECTOR MR CONDITIONAL TRACH TIE IMPROVED WEANING CE MARKED STERILE PEDIATRIC LATEX FREE PORTEX BIVONA | Silicone | BX | 1 | 61.27 | 61.27 | 61.27 | 61.27 | 61.27 | 1 | 61.27 | 1 | Alternative | 95% | Tracoe | 37150 | TUBE TRACHEOSTOMY SIZE 5.0 L44MM OD7.3MM ID5MM WHITE SILICONE DEHP FREE CUFFLESS KINK RESISTANT EXTENDED LENGTH THERMALLY STABLE NECK STRAP RING OBTURATOR MR CONDITIONAL RADIOPAQUE VERY SOFT TUBE TIP STERILE PEDIATRIC LATEX FREE TRACOE Silcosoft | EA | 1 | 91 | 91 | 91 | 91 | 91 | 2 | 1911 | 21 | X | X | X | X | X | X | X | X | X | X | X | X | X |  | X | X |  | Silicone
| Tubes Tracheostomy/Laryngectomy | ICU Medical Inc | 60P050 | TUBE TRACHEOSTOMY SIZE 5.0 L44MM OD7.3MM ID5MM WHITE SILICONE CUFFLESS HYDROPHOBIC HYPOALLERGENIC WIRE REINFORCED REPROCESSIBLE FLEXIBLE IMPROVED FIT INTEGRATED 15MM CONNECTOR MR CONDITIONAL TRACH TIE IMPROVED WEANING CE MARKED STERILE PEDIATRIC LATEX FREE PORTEX BIVONA | Silicone | BX | 1 | 61.27 | 61.27 | 61.27 | 61.27 | 61.27 | 1 | 61.27 | 1 | Alternative | 87% | Medtronic Minimally Invasive | 50PCF | TUBE TRACHEOSTOMY SIZE 5.0 L44MM OD7.3MM ID5MM WHITE POLYVINYLCHLORIDE DEHP FREE TAPERGUARD CUFF INTEGRATED CONNECTOR TRANSPARENT FLANGE TAPE TIE RECESS PROMOTE AIRFLOW FLEXIBLE MR CONDITIONAL PEDIATRIC LATEX FREE DISPOSABLE SHILEY | EA | 1 | 45.2317 | 58.67 | 60.54 | 65 | 73.42 | 59 | 31421.0402 | 508 | X | X | X | X | X |  | X | X | X | X | X | X |  | X | X | X | X | PVC
| Tubes Tracheostomy/Laryngectomy | ICU Medical Inc | 60P050 | TUBE TRACHEOSTOMY SIZE 5.0 L44MM OD7.3MM ID5MM WHITE SILICONE CUFFLESS HYDROPHOBIC HYPOALLERGENIC WIRE REINFORCED REPROCESSIBLE FLEXIBLE IMPROVED FIT INTEGRATED 15MM CONNECTOR MR CONDITIONAL TRACH TIE IMPROVED WEANING CE MARKED STERILE PEDIATRIC LATEX FREE PORTEX BIVONA | Silicone | BX | 1 | 61.27 | 61.27 | 61.27 | 61.27 | 61.27 | 1 | 61.27 | 1 | Alternative | 87% | Medtronic Minimally Invasive | 50PELF | TUBE TRACHEOSTOMY SIZE 5.0 L50MM OD7.3MM ID5MM WHITE POLYVINYLCHLORIDE DEHP FREE EXTRA LONG CUFFLESS INTEGRATED CONNECTOR TRANSPARENT FLANGE TAPE TIE RECESS PROMOTE AIRFLOW FLEXIBLE MR CONDITIONAL PEDIATRIC LATEX FREE DISPOSABLE SHILEY | EA | 1 | 39.91 | 44.8 | 46.43 | 47.8229 | 53.09 | 13 | 3124.1038 | 67 | X | X |  | X | X | X | X | X | X | X | X | X |  | X | X | X | X | PVC
| Tubes Tracheostomy/Laryngectomy | ICU Medical Inc | 60P050 | TUBE TRACHEOSTOMY SIZE 5.0 L44MM OD7.3MM ID5MM WHITE SILICONE CUFFLESS HYDROPHOBIC HYPOALLERGENIC WIRE REINFORCED REPROCESSIBLE FLEXIBLE IMPROVED FIT INTEGRATED 15MM CONNECTOR MR CONDITIONAL TRACH TIE IMPROVED WEANING CE MARKED STERILE PEDIATRIC LATEX FREE PORTEX BIVONA | Silicone | BX | 1 | 61.27 | 61.27 | 61.27 | 61.27 | 61.27 | 1 | 61.27 | 1 | Alternative | 87% | Medtronic Minimally Invasive | 50PCF | TUBE TRACHEOSTOMY SIZE 5.0 L44MM OD7.3MM ID5MM WHITE POLYVINYLCHLORIDE DEHP FREE TAPERGUARD CUFF INTEGRATED CONNECTOR TRANSPARENT FLANGE TAPE TIE RECESS PROMOTE AIRFLOW FLEXIBLE MR CONDITIONAL PEDIATRIC LATEX FREE DISPOSABLE SHILEY | BX |  | 39.02 | 39.02 | 58.93 | 59.11 | 65 | 4 | 645.19 | 11 | X | X | X | X | X |  | X | X | X | X | X | X |  | X | X | X | X | PVC
| Tubes Tracheostomy/Laryngectomy | ICU Medical Inc | 60P050 | TUBE TRACHEOSTOMY SIZE 5.0 L44MM OD7.3MM ID5MM WHITE SILICONE CUFFLESS HYDROPHOBIC HYPOALLERGENIC WIRE REINFORCED REPROCESSIBLE FLEXIBLE IMPROVED FIT INTEGRATED 15MM CONNECTOR MR CONDITIONAL TRACH TIE IMPROVED WEANING CE MARKED STERILE PEDIATRIC LATEX FREE PORTEX BIVONA | Silicone | BX | 1 | 61.27 | 61.27 | 61.27 | 61.27 | 61.27 | 1 | 61.27 | 1 | Alternative | 87% | Medtronic Minimally Invasive | 50PELF | TUBE TRACHEOSTOMY SIZE 5.0 L50MM OD7.3MM ID5MM WHITE POLYVINYLCHLORIDE DEHP FREE EXTRA LONG CUFFLESS INTEGRATED CONNECTOR TRANSPARENT FLANGE TAPE TIE RECESS PROMOTE AIRFLOW FLEXIBLE MR CONDITIONAL PEDIATRIC LATEX FREE DISPOSABLE SHILEY | BX |  | 46.43 | 46.43 | 46.43 | 46.43 | 46.43 | 1 | 185.72 | 4 | X | X |  | X | X | X | X | X | X | X | X | X |  | X | X | X | X | PVC
| Tubes Tracheostomy/Laryngectomy | ICU Medical Inc | 60P050 | TUBE TRACHEOSTOMY SIZE 5.0 L44MM OD7.3MM ID5MM WHITE SILICONE CUFFLESS HYDROPHOBIC HYPOALLERGENIC WIRE REINFORCED REPROCESSIBLE FLEXIBLE IMPROVED FIT INTEGRATED 15MM CONNECTOR MR CONDITIONAL TRACH TIE IMPROVED WEANING CE MARKED STERILE PEDIATRIC LATEX FREE PORTEX BIVONA | Silicone | BX | 1 | 61.27 | 61.27 | 61.27 | 61.27 | 61.27 | 1 | 61.27 | 1 | Alternative | 87% | Medtronic Minimally Invasive | 50PCF | TUBE TRACHEOSTOMY SIZE 5.0 L44MM OD7.3MM ID5MM WHITE POLYVINYLCHLORIDE DEHP FREE TAPERGUARD CUFF INTEGRATED CONNECTOR TRANSPARENT FLANGE TAPE TIE RECESS PROMOTE AIRFLOW FLEXIBLE MR CONDITIONAL PEDIATRIC LATEX FREE DISPOSABLE SHILEY | PK |  | 69.1 | 69.1 | 69.1 | 69.1 | 69.1 | 1 | 276.4 | 4 | X | X | X | X | X |  | X | X | X | X | X | X |  | X | X | X | X | PVC
| Tubes Tracheostomy/Laryngectomy | ICU Medical Inc | 60P050 | TUBE TRACHEOSTOMY SIZE 5.0 L44MM OD7.3MM ID5MM WHITE SILICONE CUFFLESS HYDROPHOBIC HYPOALLERGENIC WIRE REINFORCED REPROCESSIBLE FLEXIBLE IMPROVED FIT INTEGRATED 15MM CONNECTOR MR CONDITIONAL TRACH TIE IMPROVED WEANING CE MARKED STERILE PEDIATRIC LATEX FREE PORTEX BIVONA | Silicone | BX | 1 | 61.27 | 61.27 | 61.27 | 61.27 | 61.27 | 1 | 61.27 | 1 | Alternative | 85% | Tracoe | 37350 | TUBE TRACHEOSTOMY SIZE 5.0 L44MM OD7.3MM ID5MM WHITE SILICONE DEHP FREE KINK RESISTANT EXTENDED LENGTH THERMALLY STABLE NECK STRAP RING OBTURATOR MR CONDITIONAL RADIOPAQUE VERY SOFT TUBE TIP STERILE PEDIATRIC LATEX FREE TRACOE Silcosoft | EA | 1 | 200 | 200 | 204 | 206 | 206 | 3 | 12850 | 63 | X | X | X | X | X |  | X | X | X | X | X | X | X |  | X | X |  | Silicone
| Tubes Tracheostomy/Laryngectomy | ICU Medical Inc | 60P050 | TUBE TRACHEOSTOMY SIZE 5.0 L44MM OD7.3MM ID5MM WHITE SILICONE CUFFLESS HYDROPHOBIC HYPOALLERGENIC WIRE REINFORCED REPROCESSIBLE FLEXIBLE IMPROVED FIT INTEGRATED 15MM CONNECTOR MR CONDITIONAL TRACH TIE IMPROVED WEANING CE MARKED STERILE PEDIATRIC LATEX FREE PORTEX BIVONA | Silicone | BX | 1 | 61.27 | 61.27 | 61.27 | 61.27 | 61.27 | 1 | 61.27 | 1 | Alternative | 85% | Tracoe | 37250 | TUBE TRACHEOSTOMY SIZE 5.0 L44MM OD7.3MM ID5MM WHITE SILICONE DEHP FREE WATER CUFF KINK RESISTANT THERMALLY STABLE NECK STRAP RING OBTURATOR MR CONDITIONAL RADIOPAQUE VERY SOFT TUBE TIP STERILE PEDIATRIC LATEX FREE TRACOE Silcosoft | EA | 1 | 183.85 | 183.85 | 183.85 | 194 | 194 | 2 | 1511.4 | 8 | X | X | X | X | X |  | X | X | X | X | X | X | X |  | X | X |  | Silicone
| Tubes Tracheostomy/Laryngectomy | ICU Medical Inc | 60P050 | TUBE TRACHEOSTOMY SIZE 5.0 L44MM OD7.3MM ID5MM WHITE SILICONE CUFFLESS HYDROPHOBIC HYPOALLERGENIC WIRE REINFORCED REPROCESSIBLE FLEXIBLE IMPROVED FIT INTEGRATED 15MM CONNECTOR MR CONDITIONAL TRACH TIE IMPROVED WEANING CE MARKED STERILE PEDIATRIC LATEX FREE PORTEX BIVONA | Silicone | BX | 1 | 61.27 | 61.27 | 61.27 | 61.27 | 61.27 | 1 | 61.27 | 1 | Alternative | 78% | Medtronic Minimally Invasive | 50PLCF | TUBE TRACHEOSTOMY SIZE 5.0 L50MM OD7.3MM ID5MM WHITE POLYVINYLCHLORIDE DEHP FREE EXTRA LONG TAPERGUARD CUFF INTEGRATED CONNECTOR TRANSPARENT FLANGE TAPE TIE RECESS PROMOTE AIRFLOW FLEXIBLE MR CONDITIONAL PEDIATRIC LATEX FREE DISPOSABLE SHILEY | EA | 1 | 45.8983 | 58.93 | 61.45 | 65.48 | 73.84 | 26 | 16079.2838 | 254 | X | X |  | X | X |  | X | X | X | X | X | X |  | X | X | X | X | PVC
| Tubes Tracheostomy/Laryngectomy | ICU Medical Inc | 60P050 | TUBE TRACHEOSTOMY SIZE 5.0 L44MM OD7.3MM ID5MM WHITE SILICONE CUFFLESS HYDROPHOBIC HYPOALLERGENIC WIRE REINFORCED REPROCESSIBLE FLEXIBLE IMPROVED FIT INTEGRATED 15MM CONNECTOR MR CONDITIONAL TRACH TIE IMPROVED WEANING CE MARKED STERILE PEDIATRIC LATEX FREE PORTEX BIVONA | Silicone | BX | 1 | 61.27 | 61.27 | 61.27 | 61.27 | 61.27 | 1 | 61.27 | 1 | Alternative | 78% | Medtronic Minimally Invasive | 50PLCF | TUBE TRACHEOSTOMY SIZE 5.0 L50MM OD7.3MM ID5MM WHITE POLYVINYLCHLORIDE DEHP FREE EXTRA LONG TAPERGUARD CUFF INTEGRATED CONNECTOR TRANSPARENT FLANGE TAPE TIE RECESS PROMOTE AIRFLOW FLEXIBLE MR CONDITIONAL PEDIATRIC LATEX FREE DISPOSABLE SHILEY | BX |  | 39.02 | 39.02 | 39.02 | 39.02 | 39.02 | 1 | 78.04 | 2 | X | X |  | X | X |  | X | X | X | X | X | X |  | X | X | X | X | PVC
| Tubes Tracheostomy/Laryngectomy | ICU Medical Inc | 60P050 | TUBE TRACHEOSTOMY SIZE 5.0 L44MM OD7.3MM ID5MM WHITE SILICONE CUFFLESS HYDROPHOBIC HYPOALLERGENIC WIRE REINFORCED REPROCESSIBLE FLEXIBLE IMPROVED FIT INTEGRATED 15MM CONNECTOR MR CONDITIONAL TRACH TIE IMPROVED WEANING CE MARKED STERILE PEDIATRIC LATEX FREE PORTEX BIVONA | Silicone | BX | 1 | 61.27 | 61.27 | 61.27 | 61.27 | 61.27 | 1 | 61.27 | 1 | Alternative | 78% | Medtronic Minimally Invasive | 50PLCF | TUBE TRACHEOSTOMY SIZE 5.0 L50MM OD7.3MM ID5MM WHITE POLYVINYLCHLORIDE DEHP FREE EXTRA LONG TAPERGUARD CUFF INTEGRATED CONNECTOR TRANSPARENT FLANGE TAPE TIE RECESS PROMOTE AIRFLOW FLEXIBLE MR CONDITIONAL PEDIATRIC LATEX FREE DISPOSABLE SHILEY | PK |  | 69.1 | 69.1 | 69.1 | 69.1 | 69.1 | 1 | 207.3 | 3 | X | X |  | X | X |  | X | X | X | X | X | X |  | X | X | X | X | PVC
| Tubes Tracheostomy/Laryngectomy | ICU Medical Inc | 60P050 | TUBE TRACHEOSTOMY SIZE 5.0 L44MM OD7.3MM ID5MM WHITE SILICONE CUFFLESS HYDROPHOBIC HYPOALLERGENIC WIRE REINFORCED REPROCESSIBLE FLEXIBLE IMPROVED FIT INTEGRATED 15MM CONNECTOR MR CONDITIONAL TRACH TIE IMPROVED WEANING CE MARKED STERILE PEDIATRIC LATEX FREE PORTEX BIVONA | Silicone | BX | 1 | 61.27 | 61.27 | 61.27 | 61.27 | 61.27 | 1 | 61.27 | 1 | Alternative | 75% | Tracoe | 35550 | TUBE TRACHEOSTOMY SIZE 5.0 L50MM OD7MM ID5MM CUFFLESS OBTURATOR INTEGRATED 15MM CONNECTOR NECK STRAP FUNNEL SHAPED INNER DESIGN THIN WALL STERILE PEDIATRIC LATEX FREE TRACOE MINI | EA | 1 | 35.54 | 35.54 | 36.52 | 41.5 | 41.5 | 3 | 398.86 | 11 | X |  |  | X | X | X | X | X | X | X | X | X |  |  | X | X | X | Silicone
| Tubes Tracheostomy/Laryngectomy | ICU Medical Inc | 60P050 | TUBE TRACHEOSTOMY SIZE 5.0 L44MM OD7.3MM ID5MM WHITE SILICONE CUFFLESS HYDROPHOBIC HYPOALLERGENIC WIRE REINFORCED REPROCESSIBLE FLEXIBLE IMPROVED FIT INTEGRATED 15MM CONNECTOR MR CONDITIONAL TRACH TIE IMPROVED WEANING CE MARKED STERILE PEDIATRIC LATEX FREE PORTEX BIVONA | Silicone | BX | 1 | 61.27 | 61.27 | 61.27 | 61.27 | 61.27 | 1 | 61.27 | 1 | Alternative | 75% | Tracoe | 35540 | TUBE TRACHEOSTOMY SIZE 4.0 L44MM OD5.6MM ID4MM CUFFLESS OBTURATOR INTEGRATED 15MM CONNECTOR NECK STRAP FUNNEL SHAPED INNER DESIGN THIN WALL STERILE PEDIATRIC LATEX FREE TRACOE MINI | EA | 1 | 35.54 | 35.54 | 35.54 | 36 | 36 | 2 | 462.48 | 13 |  |  | X | X | X | X | X | X | X | X | X | X |  |  | X | X | X | Silicone
| Tubes Tracheostomy/Laryngectomy | ICU Medical Inc | 60P050 | TUBE TRACHEOSTOMY SIZE 5.0 L44MM OD7.3MM ID5MM WHITE SILICONE CUFFLESS HYDROPHOBIC HYPOALLERGENIC WIRE REINFORCED REPROCESSIBLE FLEXIBLE IMPROVED FIT INTEGRATED 15MM CONNECTOR MR CONDITIONAL TRACH TIE IMPROVED WEANING CE MARKED STERILE PEDIATRIC LATEX FREE PORTEX BIVONA | Silicone | BX | 1 | 61.27 | 61.27 | 61.27 | 61.27 | 61.27 | 1 | 61.27 | 1 | Alternative | 75% | Tracoe | 10105 | TUBE TRACHEOSTOMY SIZE 5.0 L52MM OD6.7MM ID5MM CLEAR POLYMER CUFFLESS NECK STRAP FLEXIBLE MR CONDITIONAL ADULT LATEX FREE TRACOE COMFORT | [10 empty] | X |  |  | X | X | X | X | X | X | X | X | X |  |  | X | X | X | Polymer
| Tubes Tracheostomy/Laryngectomy | ICU Medical Inc | 60P050 | TUBE TRACHEOSTOMY SIZE 5.0 L44MM OD7.3MM ID5MM WHITE SILICONE CUFFLESS HYDROPHOBIC HYPOALLERGENIC WIRE REINFORCED REPROCESSIBLE FLEXIBLE IMPROVED FIT INTEGRATED 15MM CONNECTOR MR CONDITIONAL TRACH TIE IMPROVED WEANING CE MARKED STERILE PEDIATRIC LATEX FREE PORTEX BIVONA | Silicone | EA | 1 | 48.69 | 51.49 | 54.06 | 57.35 | 70.81 | 48 | 27563.94 | 517 | Alternative | 97% | Medtronic Minimally Invasive | 50PEF | TUBE TRACHEOSTOMY SIZE 5.0 L44MM OD7.3MM ID5MM WHITE POLYVINYLCHLORIDE DEHP FREE CUFFLESS INTEGRATED CONNECTOR TRANSPARENT FLANGE TAPE TIE RECESS PROMOTE AIRFLOW FLEXIBLE MR CONDITIONAL PEDIATRIC LATEX FREE DISPOSABLE SHILEY | EA | 1 | 39.91 | 45.07 | 45.96 | 46.75 | 54.44 | 100 | 38878.65 | 831 | X | X | X | X | X | X | X | X | X | X | X | X |  | X | X | X | X | PVC
| Tubes Tracheostomy/Laryngectomy | ICU Medical Inc | 60P050 | TUBE TRACHEOSTOMY SIZE 5.0 L44MM OD7.3MM ID5MM WHITE SILICONE CUFFLESS HYDROPHOBIC HYPOALLERGENIC WIRE REINFORCED REPROCESSIBLE FLEXIBLE IMPROVED FIT INTEGRATED 15MM CONNECTOR MR CONDITIONAL TRACH TIE IMPROVED WEANING CE MARKED STERILE PEDIATRIC LATEX FREE PORTEX BIVONA | Silicone | EA | 1 | 48.69 | 51.49 | 54.06 | 57.35 | 70.81 | 48 | 27563.94 | 517 | Alternative | 97% | Medtronic Minimally Invasive | 50PEF | TUBE TRACHEOSTOMY SIZE 5.0 L44MM OD7.3MM ID5MM WHITE POLYVINYLCHLORIDE DEHP FREE CUFFLESS INTEGRATED CONNECTOR TRANSPARENT FLANGE TAPE TIE RECESS PROMOTE AIRFLOW FLEXIBLE MR CONDITIONAL PEDIATRIC LATEX FREE DISPOSABLE SHILEY | BX |  | 40.31 | 45.5 | 45.95 | 46.43 | 53.09 | 11 | 7217.81 | 156 | X | X | X | X | X | X | X | X | X | X | X | X |  | X | X | X | X | PVC
| Tubes Tracheostomy/Laryngectomy | ICU Medical Inc | 60P050 | TUBE TRACHEOSTOMY SIZE 5.0 L44MM OD7.3MM ID5MM WHITE SILICONE CUFFLESS HYDROPHOBIC HYPOALLERGENIC WIRE REINFORCED REPROCESSIBLE FLEXIBLE IMPROVED FIT INTEGRATED 15MM CONNECTOR MR CONDITIONAL TRACH TIE IMPROVED WEANING CE MARKED STERILE PEDIATRIC LATEX FREE PORTEX BIVONA | Silicone | EA | 1 | 48.69 | 51.49 | 54.06 | 57.35 | 70.81 | 48 | 27563.94 | 517 | Alternative | 97% | Medtronic Minimally Invasive | 50PEFP | TUBE TRACHEOSTOMY SIZE 5.0 L44MM OD7.3MM ID5MM WHITE POLYVINYLCHLORIDE DEHP FREE CUFFLESS INTEGRATED CONNECTOR TRANSPARENT FLANGE TAPE TIE RECESS PROMOTE AIRFLOW FLEXIBLE MR CONDITIONAL PEDIATRIC LATEX FREE DISPOSABLE SHILEY | [10 empty] | X | X | X | X | X | X | X | X | X | X | X | X |  | X | X | X | X | PVC
| Tubes Tracheostomy/Laryngectomy | ICU Medical Inc | 60P050 | TUBE TRACHEOSTOMY SIZE 5.0 L44MM OD7.3MM ID5MM WHITE SILICONE CUFFLESS HYDROPHOBIC HYPOALLERGENIC WIRE REINFORCED REPROCESSIBLE FLEXIBLE IMPROVED FIT INTEGRATED 15MM CONNECTOR MR CONDITIONAL TRACH TIE IMPROVED WEANING CE MARKED STERILE PEDIATRIC LATEX FREE PORTEX BIVONA | Silicone | EA | 1 | 48.69 | 51.49 | 54.06 | 57.35 | 70.81 | 48 | 27563.94 | 517 | Alternative | 95% | Tracoe | 37050 | TUBE TRACHEOSTOMY SIZE 5.0 L44MM OD7.3MM ID5MM WHITE SILICONE DEHP FREE CUFFLESS KINK RESISTANT THERMALLY STABLE NECK STRAP RING OBTURATOR MR CONDITIONAL RADIOPAQUE VERY SOFT TUBE TIP STERILE PEDIATRIC LATEX FREE TRACOE Silcosoft | EA | 1 | 63 | 63 | 63 | 68 | 68 | 2 | 1373 | 21 | X | X | X | X | X | X | X | X | X | X | X | X | X |  | X | X |  | Silicone
| Tubes Tracheostomy/Laryngectomy | ICU Medical Inc | 60P050 | TUBE TRACHEOSTOMY SIZE 5.0 L44MM OD7.3MM ID5MM WHITE SILICONE CUFFLESS HYDROPHOBIC HYPOALLERGENIC WIRE REINFORCED REPROCESSIBLE FLEXIBLE IMPROVED FIT INTEGRATED 15MM CONNECTOR MR CONDITIONAL TRACH TIE IMPROVED WEANING CE MARKED STERILE PEDIATRIC LATEX FREE PORTEX BIVONA | Silicone | EA | 1 | 48.69 | 51.49 | 54.06 | 57.35 | 70.81 | 48 | 27563.94 | 517 | Alternative | 95% | Tracoe | 37150 | TUBE TRACHEOSTOMY SIZE 5.0 L44MM OD7.3MM ID5MM WHITE SILICONE DEHP FREE CUFFLESS KINK RESISTANT EXTENDED LENGTH THERMALLY STABLE NECK STRAP RING OBTURATOR MR CONDITIONAL RADIOPAQUE VERY SOFT TUBE TIP STERILE PEDIATRIC LATEX FREE TRACOE Silcosoft | EA | 1 | 91 | 91 | 91 | 91 | 91 | 2 | 1911 | 21 | X | X | X | X | X | X | X | X | X | X | X | X | X |  | X | X |  | Silicone
| Tubes Tracheostomy/Laryngectomy | ICU Medical Inc | 60P050 | TUBE TRACHEOSTOMY SIZE 5.0 L44MM OD7.3MM ID5MM WHITE SILICONE CUFFLESS HYDROPHOBIC HYPOALLERGENIC WIRE REINFORCED REPROCESSIBLE FLEXIBLE IMPROVED FIT INTEGRATED 15MM CONNECTOR MR CONDITIONAL TRACH TIE IMPROVED WEANING CE MARKED STERILE PEDIATRIC LATEX FREE PORTEX BIVONA | Silicone | EA | 1 | 48.69 | 51.49 | 54.06 | 57.35 | 70.81 | 48 | 27563.94 | 517 | Alternative | 87% | Medtronic Minimally Invasive | 50PCF | TUBE TRACHEOSTOMY SIZE 5.0 L44MM OD7.3MM ID5MM WHITE POLYVINYLCHLORIDE DEHP FREE TAPERGUARD CUFF INTEGRATED CONNECTOR TRANSPARENT FLANGE TAPE TIE RECESS PROMOTE AIRFLOW FLEXIBLE MR CONDITIONAL PEDIATRIC LATEX FREE DISPOSABLE SHILEY | EA | 1 | 45.2317 | 58.67 | 60.54 | 65 | 73.42 | 59 | 31421.0402 | 508 | X | X | X | X | X |  | X | X | X | X | X | X |  | X | X | X | X | PVC
| Tubes Tracheostomy/Laryngectomy | ICU Medical Inc | 60P050 | TUBE TRACHEOSTOMY SIZE 5.0 L44MM OD7.3MM ID5MM WHITE SILICONE CUFFLESS HYDROPHOBIC HYPOALLERGENIC WIRE REINFORCED REPROCESSIBLE FLEXIBLE IMPROVED FIT INTEGRATED 15MM CONNECTOR MR CONDITIONAL TRACH TIE IMPROVED WEANING CE MARKED STERILE PEDIATRIC LATEX FREE PORTEX BIVONA | Silicone | EA | 1 | 48.69 | 51.49 | 54.06 | 57.35 | 70.81 | 48 | 27563.94 | 517 | Alternative | 87% | Medtronic Minimally Invasive | 50PELF | TUBE TRACHEOSTOMY SIZE 5.0 L50MM OD7.3MM ID5MM WHITE POLYVINYLCHLORIDE DEHP FREE EXTRA LONG CUFFLESS INTEGRATED CONNECTOR TRANSPARENT FLANGE TAPE TIE RECESS PROMOTE AIRFLOW FLEXIBLE MR CONDITIONAL PEDIATRIC LATEX FREE DISPOSABLE SHILEY | EA | 1 | 39.91 | 44.8 | 46.43 | 47.8229 | 53.09 | 13 | 3124.1038 | 67 | X | X |  | X | X | X | X | X | X | X | X | X |  | X | X | X | X | PVC
| Tubes Tracheostomy/Laryngectomy | ICU Medical Inc | 60P050 | TUBE TRACHEOSTOMY SIZE 5.0 L44MM OD7.3MM ID5MM WHITE SILICONE CUFFLESS HYDROPHOBIC HYPOALLERGENIC WIRE REINFORCED REPROCESSIBLE FLEXIBLE IMPROVED FIT INTEGRATED 15MM CONNECTOR MR CONDITIONAL TRACH TIE IMPROVED WEANING CE MARKED STERILE PEDIATRIC LATEX FREE PORTEX BIVONA | Silicone | EA | 1 | 48.69 | 51.49 | 54.06 | 57.35 | 70.81 | 48 | 27563.94 | 517 | Alternative | 87% | Medtronic Minimally Invasive | 50PCF | TUBE TRACHEOSTOMY SIZE 5.0 L44MM OD7.3MM ID5MM WHITE POLYVINYLCHLORIDE DEHP FREE TAPERGUARD CUFF INTEGRATED CONNECTOR TRANSPARENT FLANGE TAPE TIE RECESS PROMOTE AIRFLOW FLEXIBLE MR CONDITIONAL PEDIATRIC LATEX FREE DISPOSABLE SHILEY | BX |  | 39.02 | 39.02 | 58.93 | 59.11 | 65 | 4 | 645.19 | 11 | X | X | X | X | X |  | X | X | X | X | X | X |  | X | X | X | X | PVC
| Tubes Tracheostomy/Laryngectomy | ICU Medical Inc | 60P050 | TUBE TRACHEOSTOMY SIZE 5.0 L44MM OD7.3MM ID5MM WHITE SILICONE CUFFLESS HYDROPHOBIC HYPOALLERGENIC WIRE REINFORCED REPROCESSIBLE FLEXIBLE IMPROVED FIT INTEGRATED 15MM CONNECTOR MR CONDITIONAL TRACH TIE IMPROVED WEANING CE MARKED STERILE PEDIATRIC LATEX FREE PORTEX BIVONA | Silicone | EA | 1 | 48.69 | 51.49 | 54.06 | 57.35 | 70.81 | 48 | 27563.94 | 517 | Alternative | 87% | Medtronic Minimally Invasive | 50PCF | TUBE TRACHEOSTOMY SIZE 5.0 L44MM OD7.3MM ID5MM WHITE POLYVINYLCHLORIDE DEHP FREE TAPERGUARD CUFF INTEGRATED CONNECTOR TRANSPARENT FLANGE TAPE TIE RECESS PROMOTE AIRFLOW FLEXIBLE MR CONDITIONAL PEDIATRIC LATEX FREE DISPOSABLE SHILEY | PK |  | 69.1 | 69.1 | 69.1 | 69.1 | 69.1 | 1 | 276.4 | 4 | X | X | X | X | X |  | X | X | X | X | X | X |  | X | X | X | X | PVC
| Tubes Tracheostomy/Laryngectomy | ICU Medical Inc | 60P050 | TUBE TRACHEOSTOMY SIZE 5.0 L44MM OD7.3MM ID5MM WHITE SILICONE CUFFLESS HYDROPHOBIC HYPOALLERGENIC WIRE REINFORCED REPROCESSIBLE FLEXIBLE IMPROVED FIT INTEGRATED 15MM CONNECTOR MR CONDITIONAL TRACH TIE IMPROVED WEANING CE MARKED STERILE PEDIATRIC LATEX FREE PORTEX BIVONA | Silicone | EA | 1 | 48.69 | 51.49 | 54.06 | 57.35 | 70.81 | 48 | 27563.94 | 517 | Alternative | 87% | Medtronic Minimally Invasive | 50PELF | TUBE TRACHEOSTOMY SIZE 5.0 L50MM OD7.3MM ID5MM WHITE POLYVINYLCHLORIDE DEHP FREE EXTRA LONG CUFFLESS INTEGRATED CONNECTOR TRANSPARENT FLANGE TAPE TIE RECESS PROMOTE AIRFLOW FLEXIBLE MR CONDITIONAL PEDIATRIC LATEX FREE DISPOSABLE SHILEY | BX |  | 46.43 | 46.43 | 46.43 | 46.43 | 46.43 | 1 | 185.72 | 4 | X | X |  | X | X | X | X | X | X | X | X | X |  | X | X | X | X | PVC
| Tubes Tracheostomy/Laryngectomy | ICU Medical Inc | 60P050 | TUBE TRACHEOSTOMY SIZE 5.0 L44MM OD7.3MM ID5MM WHITE SILICONE CUFFLESS HYDROPHOBIC HYPOALLERGENIC WIRE REINFORCED REPROCESSIBLE FLEXIBLE IMPROVED FIT INTEGRATED 15MM CONNECTOR MR CONDITIONAL TRACH TIE IMPROVED WEANING CE MARKED STERILE PEDIATRIC LATEX FREE PORTEX BIVONA | Silicone | EA | 1 | 48.69 | 51.49 | 54.06 | 57.35 | 70.81 | 48 | 27563.94 | 517 | Alternative | 85% | Tracoe | 37350 | TUBE TRACHEOSTOMY SIZE 5.0 L44MM OD7.3MM ID5MM WHITE SILICONE DEHP FREE KINK RESISTANT EXTENDED LENGTH THERMALLY STABLE NECK STRAP RING OBTURATOR MR CONDITIONAL RADIOPAQUE VERY SOFT TUBE TIP STERILE PEDIATRIC LATEX FREE TRACOE Silcosoft | EA | 1 | 200 | 200 | 204 | 206 | 206 | 3 | 12850 | 63 | X | X | X | X | X |  | X | X | X | X | X | X | X |  | X | X |  | Silicone
| Tubes Tracheostomy/Laryngectomy | ICU Medical Inc | 60P050 | TUBE TRACHEOSTOMY SIZE 5.0 L44MM OD7.3MM ID5MM WHITE SILICONE CUFFLESS HYDROPHOBIC HYPOALLERGENIC WIRE REINFORCED REPROCESSIBLE FLEXIBLE IMPROVED FIT INTEGRATED 15MM CONNECTOR MR CONDITIONAL TRACH TIE IMPROVED WEANING CE MARKED STERILE PEDIATRIC LATEX FREE PORTEX BIVONA | Silicone | EA | 1 | 48.69 | 51.49 | 54.06 | 57.35 | 70.81 | 48 | 27563.94 | 517 | Alternative | 85% | Tracoe | 37250 | TUBE TRACHEOSTOMY SIZE 5.0 L44MM OD7.3MM ID5MM WHITE SILICONE DEHP FREE WATER CUFF KINK RESISTANT THERMALLY STABLE NECK STRAP RING OBTURATOR MR CONDITIONAL RADIOPAQUE VERY SOFT TUBE TIP STERILE PEDIATRIC LATEX FREE TRACOE Silcosoft | EA | 1 | 183.85 | 183.85 | 183.85 | 194 | 194 | 2 | 1511.4 | 8 | X | X | X | X | X |  | X | X | X | X | X | X | X |  | X | X |  | Silicone
| Tubes Tracheostomy/Laryngectomy | ICU Medical Inc | 60P050 | TUBE TRACHEOSTOMY SIZE 5.0 L44MM OD7.3MM ID5MM WHITE SILICONE CUFFLESS HYDROPHOBIC HYPOALLERGENIC WIRE REINFORCED REPROCESSIBLE FLEXIBLE IMPROVED FIT INTEGRATED 15MM CONNECTOR MR CONDITIONAL TRACH TIE IMPROVED WEANING CE MARKED STERILE PEDIATRIC LATEX FREE PORTEX BIVONA | Silicone | EA | 1 | 48.69 | 51.49 | 54.06 | 57.35 | 70.81 | 48 | 27563.94 | 517 | Alternative | 78% | Medtronic Minimally Invasive | 50PLCF | TUBE TRACHEOSTOMY SIZE 5.0 L50MM OD7.3MM ID5MM WHITE POLYVINYLCHLORIDE DEHP FREE EXTRA LONG TAPERGUARD CUFF INTEGRATED CONNECTOR TRANSPARENT FLANGE TAPE TIE RECESS PROMOTE AIRFLOW FLEXIBLE MR CONDITIONAL PEDIATRIC LATEX FREE DISPOSABLE SHILEY | EA | 1 | 45.8983 | 58.93 | 61.45 | 65.48 | 73.84 | 26 | 16079.2838 | 254 | X | X |  | X | X |  | X | X | X | X | X | X |  | X | X | X | X | PVC
| Tubes Tracheostomy/Laryngectomy | ICU Medical Inc | 60P050 | TUBE TRACHEOSTOMY SIZE 5.0 L44MM OD7.3MM ID5MM WHITE SILICONE CUFFLESS HYDROPHOBIC HYPOALLERGENIC WIRE REINFORCED REPROCESSIBLE FLEXIBLE IMPROVED FIT INTEGRATED 15MM CONNECTOR MR CONDITIONAL TRACH TIE IMPROVED WEANING CE MARKED STERILE PEDIATRIC LATEX FREE PORTEX BIVONA | Silicone | EA | 1 | 48.69 | 51.49 | 54.06 | 57.35 | 70.81 | 48 | 27563.94 | 517 | Alternative | 78% | Medtronic Minimally Invasive | 50PLCF | TUBE TRACHEOSTOMY SIZE 5.0 L50MM OD7.3MM ID5MM WHITE POLYVINYLCHLORIDE DEHP FREE EXTRA LONG TAPERGUARD CUFF INTEGRATED CONNECTOR TRANSPARENT FLANGE TAPE TIE RECESS PROMOTE AIRFLOW FLEXIBLE MR CONDITIONAL PEDIATRIC LATEX FREE DISPOSABLE SHILEY | PK |  | 69.1 | 69.1 | 69.1 | 69.1 | 69.1 | 1 | 207.3 | 3 | X | X |  | X | X |  | X | X | X | X | X | X |  | X | X | X | X | PVC
| Tubes Tracheostomy/Laryngectomy | ICU Medical Inc | 60P050 | TUBE TRACHEOSTOMY SIZE 5.0 L44MM OD7.3MM ID5MM WHITE SILICONE CUFFLESS HYDROPHOBIC HYPOALLERGENIC WIRE REINFORCED REPROCESSIBLE FLEXIBLE IMPROVED FIT INTEGRATED 15MM CONNECTOR MR CONDITIONAL TRACH TIE IMPROVED WEANING CE MARKED STERILE PEDIATRIC LATEX FREE PORTEX BIVONA | Silicone | EA | 1 | 48.69 | 51.49 | 54.06 | 57.35 | 70.81 | 48 | 27563.94 | 517 | Alternative | 78% | Medtronic Minimally Invasive | 50PLCF | TUBE TRACHEOSTOMY SIZE 5.0 L50MM OD7.3MM ID5MM WHITE POLYVINYLCHLORIDE DEHP FREE EXTRA LONG TAPERGUARD CUFF INTEGRATED CONNECTOR TRANSPARENT FLANGE TAPE TIE RECESS PROMOTE AIRFLOW FLEXIBLE MR CONDITIONAL PEDIATRIC LATEX FREE DISPOSABLE SHILEY | BX |  | 39.02 | 39.02 | 39.02 | 39.02 | 39.02 | 1 | 78.04 | 2 | X | X |  | X | X |  | X | X | X | X | X | X |  | X | X | X | X | PVC
| Tubes Tracheostomy/Laryngectomy | ICU Medical Inc | 60P050 | TUBE TRACHEOSTOMY SIZE 5.0 L44MM OD7.3MM ID5MM WHITE SILICONE CUFFLESS HYDROPHOBIC HYPOALLERGENIC WIRE REINFORCED REPROCESSIBLE FLEXIBLE IMPROVED FIT INTEGRATED 15MM CONNECTOR MR CONDITIONAL TRACH TIE IMPROVED WEANING CE MARKED STERILE PEDIATRIC LATEX FREE PORTEX BIVONA | Silicone | EA | 1 | 48.69 | 51.49 | 54.06 | 57.35 | 70.81 | 48 | 27563.94 | 517 | Alternative | 75% | Tracoe | 35550 | TUBE TRACHEOSTOMY SIZE 5.0 L50MM OD7MM ID5MM CUFFLESS OBTURATOR INTEGRATED 15MM CONNECTOR NECK STRAP FUNNEL SHAPED INNER DESIGN THIN WALL STERILE PEDIATRIC LATEX FREE TRACOE MINI | EA | 1 | 35.54 | 35.54 | 36.52 | 41.5 | 41.5 | 3 | 398.86 | 11 | X |  |  | X | X | X | X | X | X | X | X | X |  |  | X | X | X | Silicone
| Tubes Tracheostomy/Laryngectomy | ICU Medical Inc | 60P050 | TUBE TRACHEOSTOMY SIZE 5.0 L44MM OD7.3MM ID5MM WHITE SILICONE CUFFLESS HYDROPHOBIC HYPOALLERGENIC WIRE REINFORCED REPROCESSIBLE FLEXIBLE IMPROVED FIT INTEGRATED 15MM CONNECTOR MR CONDITIONAL TRACH TIE IMPROVED WEANING CE MARKED STERILE PEDIATRIC LATEX FREE PORTEX BIVONA | Silicone | EA | 1 | 48.69 | 51.49 | 54.06 | 57.35 | 70.81 | 48 | 27563.94 | 517 | Alternative | 75% | Tracoe | 35540 | TUBE TRACHEOSTOMY SIZE 4.0 L44MM OD5.6MM ID4MM CUFFLESS OBTURATOR INTEGRATED 15MM CONNECTOR NECK STRAP FUNNEL SHAPED INNER DESIGN THIN WALL STERILE PEDIATRIC LATEX FREE TRACOE MINI | EA | 1 | 35.54 | 35.54 | 35.54 | 36 | 36 | 2 | 462.48 | 13 |  |  | X | X | X | X | X | X | X | X | X | X |  |  | X | X | X | Silicone
| Tubes Tracheostomy/Laryngectomy | ICU Medical Inc | 60P050 | TUBE TRACHEOSTOMY SIZE 5.0 L44MM OD7.3MM ID5MM WHITE SILICONE CUFFLESS HYDROPHOBIC HYPOALLERGENIC WIRE REINFORCED REPROCESSIBLE FLEXIBLE IMPROVED FIT INTEGRATED 15MM CONNECTOR MR CONDITIONAL TRACH TIE IMPROVED WEANING CE MARKED STERILE PEDIATRIC LATEX FREE PORTEX BIVONA | Silicone | EA | 1 | 48.69 | 51.49 | 54.06 | 57.35 | 70.81 | 48 | 27563.94 | 517 | Alternative | 75% | Tracoe | 10105 | TUBE TRACHEOSTOMY SIZE 5.0 L52MM OD6.7MM ID5MM CLEAR POLYMER CUFFLESS NECK STRAP FLEXIBLE MR CONDITIONAL ADULT LATEX FREE TRACOE COMFORT | [10 empty] | X |  |  | X | X | X | X | X | X | X | X | X |  |  | X | X | X | Polymer
| Tubes Tracheostomy/Laryngectomy | ICU Medical Inc | 60P055 | TUBE TRACHEOSTOMY SIZE 5.5 L46MM OD8MM ID5.5MM WHITE SILICONE CUFFLESS HYDROPHOBIC HYPOALLERGENIC WIRE REINFORCED REPROCESSIBLE FLEXIBLE IMPROVED FIT INTEGRATED 15MM CONNECTOR MR CONDITIONAL TRACH TIE IMPROVED WEANING CE MARKED STERILE PEDIATRIC LATEX FREE PORTEX BIVONA | Silicone | EA | 1 | 48.91 | 51.13 | 53.87 | 55.5 | 71.61 | 33 | 14056.16 | 256 | Alternative | 97% | Medtronic Minimally Invasive | 55PEF | TUBE TRACHEOSTOMY SIZE 5.5 L46MM OD7.9MM ID5.5MM WHITE POLYVINYLCHLORIDE DEHP FREE CUFFLESS INTEGRATED CONNECTOR TRANSPARENT FLANGE TAPE TIE RECESS PROMOTE AIRFLOW FLEXIBLE MR CONDITIONAL PEDIATRIC LATEX FREE DISPOSABLE SHILEY | EA | 1 | 39.91 | 45.5 | 46.42 | 46.75 | 54.68 | 69 | 24512.4963 | 523 | X | X | X | X | X | X | X | X | X | X | X | X |  | X | X | X | X | PVC
| Tubes Tracheostomy/Laryngectomy | ICU Medical Inc | 60P055 | TUBE TRACHEOSTOMY SIZE 5.5 L46MM OD8MM ID5.5MM WHITE SILICONE CUFFLESS HYDROPHOBIC HYPOALLERGENIC WIRE REINFORCED REPROCESSIBLE FLEXIBLE IMPROVED FIT INTEGRATED 15MM CONNECTOR MR CONDITIONAL TRACH TIE IMPROVED WEANING CE MARKED STERILE PEDIATRIC LATEX FREE PORTEX BIVONA | Silicone | EA | 1 | 48.91 | 51.13 | 53.87 | 55.5 | 71.61 | 33 | 14056.16 | 256 | Alternative | 97% | Medtronic Minimally Invasive | 55PEF | TUBE TRACHEOSTOMY SIZE 5.5 L46MM OD7.9MM ID5.5MM WHITE POLYVINYLCHLORIDE DEHP FREE CUFFLESS INTEGRATED CONNECTOR TRANSPARENT FLANGE TAPE TIE RECESS PROMOTE AIRFLOW FLEXIBLE MR CONDITIONAL PEDIATRIC LATEX FREE DISPOSABLE SHILEY | BX |  | 27.08 | 27.08 | 27.08 | 46.43 | 46.43 | 2 | 4762.94 | 103 | X | X | X | X | X | X | X | X | X | X | X | X |  | X | X | X | X | PVC
| Tubes Tracheostomy/Laryngectomy | ICU Medical Inc | 60P055 | TUBE TRACHEOSTOMY SIZE 5.5 L46MM OD8MM ID5.5MM WHITE SILICONE CUFFLESS HYDROPHOBIC HYPOALLERGENIC WIRE REINFORCED REPROCESSIBLE FLEXIBLE IMPROVED FIT INTEGRATED 15MM CONNECTOR MR CONDITIONAL TRACH TIE IMPROVED WEANING CE MARKED STERILE PEDIATRIC LATEX FREE PORTEX BIVONA | Silicone | EA | 1 | 48.91 | 51.13 | 53.87 | 55.5 | 71.61 | 33 | 14056.16 | 256 | Alternative | 97% | Medtronic Minimally Invasive | 55PEF | TUBE TRACHEOSTOMY SIZE 5.5 L46MM OD7.9MM ID5.5MM WHITE POLYVINYLCHLORIDE DEHP FREE CUFFLESS INTEGRATED CONNECTOR TRANSPARENT FLANGE TAPE TIE RECESS PROMOTE AIRFLOW FLEXIBLE MR CONDITIONAL PEDIATRIC LATEX FREE DISPOSABLE SHILEY | CS |  | 43.38 | 43.38 | 43.38 | 43.38 | 43.38 | 1 | 86.76 | 2 | X | X | X | X | X | X | X | X | X | X | X | X |  | X | X | X | X | PVC
| Tubes Tracheostomy/Laryngectomy | ICU Medical Inc | 60P055 | TUBE TRACHEOSTOMY SIZE 5.5 L46MM OD8MM ID5.5MM WHITE SILICONE CUFFLESS HYDROPHOBIC HYPOALLERGENIC WIRE REINFORCED REPROCESSIBLE FLEXIBLE IMPROVED FIT INTEGRATED 15MM CONNECTOR MR CONDITIONAL TRACH TIE IMPROVED WEANING CE MARKED STERILE PEDIATRIC LATEX FREE PORTEX BIVONA | Silicone | EA | 1 | 48.91 | 51.13 | 53.87 | 55.5 | 71.61 | 33 | 14056.16 | 256 | Alternative | 97% | Medtronic Minimally Invasive | 55PEFP | TUBE TRACHEOSTOMY SIZE 5.5 L46MM OD7.9MM ID5.5MM WHITE POLYVINYLCHLORIDE DEHP FREE CUFFLESS INTEGRATED CONNECTOR TRANSPARENT FLANGE TAPE TIE RECESS PROMOTE AIRFLOW FLEXIBLE MR CONDITIONAL PEDIATRIC LATEX FREE DISPOSABLE SHILEY | [10 empty] | X | X | X | X | X | X | X | X | X | X | X | X |  | X | X | X | X | PVC
| Tubes Tracheostomy/Laryngectomy | ICU Medical Inc | 60P055 | TUBE TRACHEOSTOMY SIZE 5.5 L46MM OD8MM ID5.5MM WHITE SILICONE CUFFLESS HYDROPHOBIC HYPOALLERGENIC WIRE REINFORCED REPROCESSIBLE FLEXIBLE IMPROVED FIT INTEGRATED 15MM CONNECTOR MR CONDITIONAL TRACH TIE IMPROVED WEANING CE MARKED STERILE PEDIATRIC LATEX FREE PORTEX BIVONA | Silicone | EA | 1 | 48.91 | 51.13 | 53.87 | 55.5 | 71.61 | 33 | 14056.16 | 256 | Alternative | 87% | Medtronic Minimally Invasive | 55PCF | TUBE TRACHEOSTOMY SIZE 5.5 L46MM OD7.9MM ID5.5MM WHITE POLYVINYLCHLORIDE DEHP FREE TAPERGUARD CUFF INTEGRATED CONNECTOR TRANSPARENT FLANGE TAPE TIE RECESS PROMOTE AIRFLOW FLEXIBLE MR CONDITIONAL PEDIATRIC LATEX FREE DISPOSABLE SHILEY | EA | 1 | 45.2317 | 49.34 | 59.11 | 65 | 73.841 | 52 | 30163.5722 | 490 | X | X | X | X | X |  | X | X | X | X | X | X |  | X | X | X | X | PVC
| Tubes Tracheostomy/Laryngectomy | ICU Medical Inc | 60P055 | TUBE TRACHEOSTOMY SIZE 5.5 L46MM OD8MM ID5.5MM WHITE SILICONE CUFFLESS HYDROPHOBIC HYPOALLERGENIC WIRE REINFORCED REPROCESSIBLE FLEXIBLE IMPROVED FIT INTEGRATED 15MM CONNECTOR MR CONDITIONAL TRACH TIE IMPROVED WEANING CE MARKED STERILE PEDIATRIC LATEX FREE PORTEX BIVONA | Silicone | EA | 1 | 48.91 | 51.13 | 53.87 | 55.5 | 71.61 | 33 | 14056.16 | 256 | Alternative | 87% | Medtronic Minimally Invasive | 55PELF | TUBE TRACHEOSTOMY SIZE 5.5 L52MM OD7.9MM ID5.5MM WHITE POLYVINYLCHLORIDE DEHP FREE EXTRA LONG CUFFLESS INTEGRATED CONNECTOR TRANSPARENT FLANGE TAPE TIE RECESS PROMOTE AIRFLOW FLEXIBLE MR CONDITIONAL PEDIATRIC LATEX FREE DISPOSABLE SHILEY | EA | 1 | 39.91 | 40.25 | 45.95 | 46.43 | 53.09 | 8 | 1180.44 | 25 | X | X |  | X | X | X | X | X | X | X | X | X |  | X | X | X | X | PVC
| Tubes Tracheostomy/Laryngectomy | ICU Medical Inc | 60P055 | TUBE TRACHEOSTOMY SIZE 5.5 L46MM OD8MM ID5.5MM WHITE SILICONE CUFFLESS HYDROPHOBIC HYPOALLERGENIC WIRE REINFORCED REPROCESSIBLE FLEXIBLE IMPROVED FIT INTEGRATED 15MM CONNECTOR MR CONDITIONAL TRACH TIE IMPROVED WEANING CE MARKED STERILE PEDIATRIC LATEX FREE PORTEX BIVONA | Silicone | EA | 1 | 48.91 | 51.13 | 53.87 | 55.5 | 71.61 | 33 | 14056.16 | 256 | Alternative | 87% | Medtronic Minimally Invasive | 55PCF | TUBE TRACHEOSTOMY SIZE 5.5 L46MM OD7.9MM ID5.5MM WHITE POLYVINYLCHLORIDE DEHP FREE TAPERGUARD CUFF INTEGRATED CONNECTOR TRANSPARENT FLANGE TAPE TIE RECESS PROMOTE AIRFLOW FLEXIBLE MR CONDITIONAL PEDIATRIC LATEX FREE DISPOSABLE SHILEY | BX |  | 39.02 | 39.02 | 58.93 | 59.11 | 59.11 | 3 | 1080.93 | 19 | X | X | X | X | X |  | X | X | X | X | X | X |  | X | X | X | X | PVC
| Tubes Tracheostomy/Laryngectomy | ICU Medical Inc | 60P055 | TUBE TRACHEOSTOMY SIZE 5.5 L46MM OD8MM ID5.5MM WHITE SILICONE CUFFLESS HYDROPHOBIC HYPOALLERGENIC WIRE REINFORCED REPROCESSIBLE FLEXIBLE IMPROVED FIT INTEGRATED 15MM CONNECTOR MR CONDITIONAL TRACH TIE IMPROVED WEANING CE MARKED STERILE PEDIATRIC LATEX FREE PORTEX BIVONA | Silicone | EA | 1 | 48.91 | 51.13 | 53.87 | 55.5 | 71.61 | 33 | 14056.16 | 256 | Alternative | 87% | Medtronic Minimally Invasive | 55PCF | TUBE TRACHEOSTOMY SIZE 5.5 L46MM OD7.9MM ID5.5MM WHITE POLYVINYLCHLORIDE DEHP FREE TAPERGUARD CUFF INTEGRATED CONNECTOR TRANSPARENT FLANGE TAPE TIE RECESS PROMOTE AIRFLOW FLEXIBLE MR CONDITIONAL PEDIATRIC LATEX FREE DISPOSABLE SHILEY | PK |  | 69.1 | 69.1 | 69.1 | 69.1 | 69.1 | 1 | 69.1 | 1 | X | X | X | X | X |  | X | X | X | X | X | X |  | X | X | X | X | PVC
| Tubes Tracheostomy/Laryngectomy | ICU Medical Inc | 60P055 | TUBE TRACHEOSTOMY SIZE 5.5 L46MM OD8MM ID5.5MM WHITE SILICONE CUFFLESS HYDROPHOBIC HYPOALLERGENIC WIRE REINFORCED REPROCESSIBLE FLEXIBLE IMPROVED FIT INTEGRATED 15MM CONNECTOR MR CONDITIONAL TRACH TIE IMPROVED WEANING CE MARKED STERILE PEDIATRIC LATEX FREE PORTEX BIVONA | Silicone | EA | 1 | 48.91 | 51.13 | 53.87 | 55.5 | 71.61 | 33 | 14056.16 | 256 | Alternative | 87% | Medtronic Minimally Invasive | 55PELF | TUBE TRACHEOSTOMY SIZE 5.5 L52MM OD7.9MM ID5.5MM WHITE POLYVINYLCHLORIDE DEHP FREE EXTRA LONG CUFFLESS INTEGRATED CONNECTOR TRANSPARENT FLANGE TAPE TIE RECESS PROMOTE AIRFLOW FLEXIBLE MR CONDITIONAL PEDIATRIC LATEX FREE DISPOSABLE SHILEY | BX |  | 46.43 | 46.43 | 46.43 | 46.43 | 46.43 | 1 | 278.58 | 6 | X | X |  | X | X | X | X | X | X | X | X | X |  | X | X | X | X | PVC
| Tubes Tracheostomy/Laryngectomy | ICU Medical Inc | 60P055 | TUBE TRACHEOSTOMY SIZE 5.5 L46MM OD8MM ID5.5MM WHITE SILICONE CUFFLESS HYDROPHOBIC HYPOALLERGENIC WIRE REINFORCED REPROCESSIBLE FLEXIBLE IMPROVED FIT INTEGRATED 15MM CONNECTOR MR CONDITIONAL TRACH TIE IMPROVED WEANING CE MARKED STERILE PEDIATRIC LATEX FREE PORTEX BIVONA | Silicone | EA | 1 | 48.91 | 51.13 | 53.87 | 55.5 | 71.61 | 33 | 14056.16 | 256 | Alternative | 85% | Tracoe | 37055 | TUBE TRACHEOSTOMY SIZE 5.5 L46MM OD8.4MM ID5.5MM WHITE SILICONE DEHP FREE CUFFLESS KINK RESISTANT THERMALLY STABLE NECK STRAP RING OBTURATOR MR CONDITIONAL RADIOPAQUE VERY SOFT TUBE TIP STERILE PEDIATRIC LATEX FREE TRACOE Silcosoft | EA | 1 | 63 | 63 | 68 | 68 | 68 | 3 | 796 | 12 | X |  | X | X | X | X | X | X | X | X | X | X | X |  | X | X |  | Silicone
| Tubes Tracheostomy/Laryngectomy | ICU Medical Inc | 60P055 | TUBE TRACHEOSTOMY SIZE 5.5 L46MM OD8MM ID5.5MM WHITE SILICONE CUFFLESS HYDROPHOBIC HYPOALLERGENIC WIRE REINFORCED REPROCESSIBLE FLEXIBLE IMPROVED FIT INTEGRATED 15MM CONNECTOR MR CONDITIONAL TRACH TIE IMPROVED WEANING CE MARKED STERILE PEDIATRIC LATEX FREE PORTEX BIVONA | Silicone | EA | 1 | 48.91 | 51.13 | 53.87 | 55.5 | 71.61 | 33 | 14056.16 | 256 | Alternative | 85% | Tracoe | 37155 | TUBE TRACHEOSTOMY SIZE 5.5 L46MM OD8.4MM ID5.5MM WHITE SILICONE DEHP FREE CUFFLESS KINK RESISTANT EXTENDED LENGTH THERMALLY STABLE NECK STRAP RING OBTURATOR MR CONDITIONAL RADIOPAQUE VERY SOFT TUBE TIP STERILE PEDIATRIC LATEX FREE TRACOE Silcosoft | EA | 1 | 91 | 91 | 91 | 91 | 91 | 1 | 546 | 6 | X |  | X | X | X | X | X | X | X | X | X | X | X |  | X | X |  | Silicone
| Tubes Tracheostomy/Laryngectomy | ICU Medical Inc | 60P055 | TUBE TRACHEOSTOMY SIZE 5.5 L46MM OD8MM ID5.5MM WHITE SILICONE CUFFLESS HYDROPHOBIC HYPOALLERGENIC WIRE REINFORCED REPROCESSIBLE FLEXIBLE IMPROVED FIT INTEGRATED 15MM CONNECTOR MR CONDITIONAL TRACH TIE IMPROVED WEANING CE MARKED STERILE PEDIATRIC LATEX FREE PORTEX BIVONA | Silicone | EA | 1 | 48.91 | 51.13 | 53.87 | 55.5 | 71.61 | 33 | 14056.16 | 256 | Alternative | 79% | Tracoe | 45506 | TUBE TRACHEOSTOMY TRACOE VARIO TRACHEOSTOMY TUBE SIZE 6 DEHP-FREE PLASTIC ADULT ID 6.0 MM OD 8.2 MM TOTAL LENGTH 70 MM PLASTIC - SOFT | [11 empty] | X |  | X | X | X | X | X | X | X | X | X | X | X | X |  | X | Plastic
| Tubes Tracheostomy/Laryngectomy | ICU Medical Inc | 60P055 | TUBE TRACHEOSTOMY SIZE 5.5 L46MM OD8MM ID5.5MM WHITE SILICONE CUFFLESS HYDROPHOBIC HYPOALLERGENIC WIRE REINFORCED REPROCESSIBLE FLEXIBLE IMPROVED FIT INTEGRATED 15MM CONNECTOR MR CONDITIONAL TRACH TIE IMPROVED WEANING CE MARKED STERILE PEDIATRIC LATEX FREE PORTEX BIVONA | Silicone | EA | 1 | 48.91 | 51.13 | 53.87 | 55.5 | 71.61 | 33 | 14056.16 | 256 | Alternative | 78% | Medtronic Minimally Invasive | 55PLCF | TUBE TRACHEOSTOMY SIZE 5.5 L52MM OD7.9MM ID5.5MM WHITE POLYVINYLCHLORIDE DEHP FREE EXTRA LONG TAPERGUARD CUFF INTEGRATED CONNECTOR TRANSPARENT FLANGE TAPE TIE RECESS PROMOTE AIRFLOW FLEXIBLE MR CONDITIONAL PEDIATRIC LATEX FREE DISPOSABLE SHILEY | EA | 1 | 45.2317 | 49 | 60.54 | 69.1 | 73.91 | 11 | 2497.0402 | 40 | X | X |  | X | X |  | X | X | X | X | X | X |  | X | X | X | X | PVC
| Tubes Tracheostomy/Laryngectomy | ICU Medical Inc | 60P055 | TUBE TRACHEOSTOMY SIZE 5.5 L46MM OD8MM ID5.5MM WHITE SILICONE CUFFLESS HYDROPHOBIC HYPOALLERGENIC WIRE REINFORCED REPROCESSIBLE FLEXIBLE IMPROVED FIT INTEGRATED 15MM CONNECTOR MR CONDITIONAL TRACH TIE IMPROVED WEANING CE MARKED STERILE PEDIATRIC LATEX FREE PORTEX BIVONA | Silicone | EA | 1 | 48.91 | 51.13 | 53.87 | 55.5 | 71.61 | 33 | 14056.16 | 256 | Alternative | 78% | Medtronic Minimally Invasive | 55PLCF | TUBE TRACHEOSTOMY SIZE 5.5 L52MM OD7.9MM ID5.5MM WHITE POLYVINYLCHLORIDE DEHP FREE EXTRA LONG TAPERGUARD CUFF INTEGRATED CONNECTOR TRANSPARENT FLANGE TAPE TIE RECESS PROMOTE AIRFLOW FLEXIBLE MR CONDITIONAL PEDIATRIC LATEX FREE DISPOSABLE SHILEY | PK |  | 69.1 | 69.1 | 69.1 | 69.1 | 69.1 | 1 | 207.3 | 3 | X | X |  | X | X |  | X | X | X | X | X | X |  | X | X | X | X | PVC
| Tubes Tracheostomy/Laryngectomy | ICU Medical Inc | 60P055 | TUBE TRACHEOSTOMY SIZE 5.5 L46MM OD8MM ID5.5MM WHITE SILICONE CUFFLESS HYDROPHOBIC HYPOALLERGENIC WIRE REINFORCED REPROCESSIBLE FLEXIBLE IMPROVED FIT INTEGRATED 15MM CONNECTOR MR CONDITIONAL TRACH TIE IMPROVED WEANING CE MARKED STERILE PEDIATRIC LATEX FREE PORTEX BIVONA | Silicone | EA | 1 | 48.91 | 51.13 | 53.87 | 55.5 | 71.61 | 33 | 14056.16 | 256 | Alternative | 78% | Medtronic Minimally Invasive | 55PLCF | TUBE TRACHEOSTOMY SIZE 5.5 L52MM OD7.9MM ID5.5MM WHITE POLYVINYLCHLORIDE DEHP FREE EXTRA LONG TAPERGUARD CUFF INTEGRATED CONNECTOR TRANSPARENT FLANGE TAPE TIE RECESS PROMOTE AIRFLOW FLEXIBLE MR CONDITIONAL PEDIATRIC LATEX FREE DISPOSABLE SHILEY | BX |  | 71.76 | 71.76 | 71.76 | 71.76 | 71.76 | 1 | 143.52 | 2 | X | X |  | X | X |  | X | X | X | X | X | X |  | X | X | X | X | PVC
| Tubes Tracheostomy/Laryngectomy | ICU Medical Inc | 60P055 | TUBE TRACHEOSTOMY SIZE 5.5 L46MM OD8MM ID5.5MM WHITE SILICONE CUFFLESS HYDROPHOBIC HYPOALLERGENIC WIRE REINFORCED REPROCESSIBLE FLEXIBLE IMPROVED FIT INTEGRATED 15MM CONNECTOR MR CONDITIONAL TRACH TIE IMPROVED WEANING CE MARKED STERILE PEDIATRIC LATEX FREE PORTEX BIVONA | Silicone | EA | 1 | 48.91 | 51.13 | 53.87 | 55.5 | 71.61 | 33 | 14056.16 | 256 | Alternative | 76% | Tracoe | 37255 | TUBE TRACHEOSTOMY SIZE 5.5 L46MM OD8.4MM ID5.5MM WHITE SILICONE DEHP FREE WATER CUFF KINK RESISTANT THERMALLY STABLE NECK STRAP RING OBTURATOR MR CONDITIONAL RADIOPAQUE VERY SOFT TUBE TIP STERILE PEDIATRIC LATEX FREE TRACOE Silcosoft | EA | 1 | 183.85 | 183.85 | 183.85 | 194 | 194 | 2 | 1123.4 | 6 | X |  | X | X | X |  | X | X | X | X | X | X | X |  | X | X |  | Silicone
| Tubes Tracheostomy/Laryngectomy | ICU Medical Inc | 60P055 | TUBE TRACHEOSTOMY SIZE 5.5 L46MM OD8MM ID5.5MM WHITE SILICONE CUFFLESS HYDROPHOBIC HYPOALLERGENIC WIRE REINFORCED REPROCESSIBLE FLEXIBLE IMPROVED FIT INTEGRATED 15MM CONNECTOR MR CONDITIONAL TRACH TIE IMPROVED WEANING CE MARKED STERILE PEDIATRIC LATEX FREE PORTEX BIVONA | Silicone | EA | 1 | 48.91 | 51.13 | 53.87 | 55.5 | 71.61 | 33 | 14056.16 | 256 | Alternative | 76% | Tracoe | 37355 | TUBE TRACHEOSTOMY SIZE 5.5 L46MM OD8.4MM ID5.5MM WHITE SILICONE DEHP FREE KINK RESISTANT EXTENDED LENGTH THERMALLY STABLE NECK STRAP RING OBTURATOR MR CONDITIONAL RADIOPAQUE VERY SOFT TUBE TIP STERILE PEDIATRIC LATEX FREE TRACOE Silcosoft | EA | 1 | 206 | 206 | 206 | 212 | 212 | 2 | 5156 | 25 | X |  | X | X | X |  | X | X | X | X | X | X | X |  | X | X |  | Silicone
| Tubes Tracheostomy/Laryngectomy | ICU Medical Inc | 60P055 | TUBE TRACHEOSTOMY SIZE 5.5 L46MM OD8MM ID5.5MM WHITE SILICONE CUFFLESS HYDROPHOBIC HYPOALLERGENIC WIRE REINFORCED REPROCESSIBLE FLEXIBLE IMPROVED FIT INTEGRATED 15MM CONNECTOR MR CONDITIONAL TRACH TIE IMPROVED WEANING CE MARKED STERILE PEDIATRIC LATEX FREE PORTEX BIVONA | Silicone | EA | 1 | 48.91 | 51.13 | 53.87 | 55.5 | 71.61 | 33 | 14056.16 | 256 | Alternative | 75% | Tracoe | 35555 | TUBE TRACHEOSTOMY SIZE 5.5 L55MM OD7.6MM ID5.5MM CUFFLESS OBTURATOR INTEGRATED 15MM CONNECTOR NECK STRAP FUNNEL SHAPED INNER DESIGN THIN WALL STERILE PEDIATRIC LATEX FREE TRACOE MINI | EA | 1 | 35.54 | 35.54 | 35.54 | 41.5 | 41.5 | 2 | 325.82 | 9 | X |  |  | X | X | X | X | X | X | X | X | X |  |  | X | X | X | Silicone

## Disclaimer
Notice: The data contained in ECRI’s Supply Guide™ database has been submitted by ECRI’s Supply Guide members on a voluntary basis. Members agree not to provide ECRI with any data or information that is otherwise confidential in nature or that is protected under a confidentiality agreement with a third party. For selected items in the Supply Guide database, ECRI standardizes vendor and manufacturer names, item descriptions and related codes from ECRI’s Universal Medical Device Nomenclature System™ (UMDNS). ECRI makes no representations or warranties of any kind, including any implied warranty of merchantability of fitness, or representations regarding the accuracy or timeliness of the data or information, in the database, or any data derived therefrom, (including but not limited to data downloaded by the Member or data provided to Member by ECRI). ECRI’s Supply Guide pricing is based upon data with purchase dates within the last thirteen (13) month time period. The "low price" is the lowest price that has been submitted to ECRI for an item, the "25th percentile price" represents the mid-point between the "low price" and "median price" submitted, the "median price" represents the mid-point of all of the prices submitted for an item, the “75th percentile price” represents the mid-point between the "median price" and "high price" and the "high price" is the highest price that has been submitted to ECRI. Usage figures and rebates are not taken into consideration in the calculation of the Supply Guide prices. The identities of organizations submitting data to Supply Guide are not posted. Supply Guide reports are confidential and are solely for internal, non-commercial purposes within the member organization. Reports shall not be distributed, published, broadcast or sold, in whole or in part, to any third parties, including but not limited to contractors/or consultants. In addition, member organizations shall not use any information contained herein, including ECRI’s name or the names of its products and services, for marketing, or promotional purposes without ECRI’s prior written approval.